## Summary
uid | field | comment | comment2 | comment3
0 | About | NPCC 140-bus test case
1 | Load | Load factor in EDTSlot and UCTSlot sourced from ISO-NE day-ahead cleared hourly load on 2022 June 29
2 | StaticGen | Minimum on/off time of generators were made up

## Bus
uid | idx | u | name | Vn | vmax | vmin | v0 | a0 | xcoord | ycoord | area | zone | owner
0 | 1 | 1 | MILLSTONE PT | 345 | 1.1 | 0.9 | 1.0152 | 0.084533 | 0 | 0 | 1 | ZONE_1
1 | 2 | 1 | MONTVILLE | 345 | 1.1 | 0.9 | 1.0109 | 0.070801 | 0 | 0 | 1 | ZONE_1
2 | 3 | 1 | MONTVILLE | 115 | 1.1 | 0.9 | 0.9917 | 0.069934 | 0 | 0 | 1 | ZONE_1
3 | 4 | 1 | MONTVILLE | 345 | 1.1 | 0.9 | 1.0112 | 0.071567 | 0 | 0 | 1 | ZONE_1
4 | 5 | 1 | CARD ST | 345 | 1.1 | 0.9 | 1.0062 | 0.041062 | 0 | 0 | 1 | ZONE_1
5 | 6 | 1 | SHERMAN RD | 345 | 1.1 | 0.9 | 1.0059 | 0.032468 | 0 | 0 | 1 | ZONE_1
6 | 7 | 1 | MEDWAY | 345 | 1.1 | 0.9 | 1.0207 | 0.056992 | 0 | 0 | 1 | ZONE_1
7 | 8 | 1 | MILLBURY | 115 | 1.1 | 0.9 | 1.0215 | 0.034863 | 0 | 0 | 1 | ZONE_1
8 | 9 | 1 | CARPENTER HL | 115 | 1.1 | 0.9 | 1.0181 | 0.018722 | 0 | 0 | 1 | ZONE_1
9 | 10 | 1 | BRAYTON PT | 115 | 1.1 | 0.9 | 1.0306 | 0.13993 | 0 | 0 | 1 | ZONE_1
10 | 11 | 1 | BRAYTON PT | 115 | 1.1 | 0.9 | 1.0117 | 0.11707 | 0 | 0 | 1 | ZONE_1
11 | 12 | 1 | BRIDGEWATER | 115 | 1.1 | 0.9 | 1.0237 | 0.10373 | 0 | 0 | 1 | ZONE_1
12 | 13 | 1 | PILGRIM | 345 | 1.1 | 0.9 | 1.0456 | 0.18629 | 0 | 0 | 1 | ZONE_1
13 | 14 | 1 | CANAL | 345 | 1.1 | 0.9 | 1.0395 | 0.18128 | 0 | 0 | 1 | ZONE_1
14 | 15 | 1 | WALPOLA | 345 | 1.1 | 0.9 | 1.027 | 0.060031 | 0 | 0 | 1 | ZONE_1
15 | 16 | 1 | VERMONT YNK | 345 | 1.1 | 0.9 | 1.0411 | 0.078039 | 0 | 0 | 1 | ZONE_1
16 | 17 | 1 | SCOBIE | 345 | 1.1 | 0.9 | 1.0402 | 0.057175 | 0 | 0 | 1 | ZONE_1
17 | 18 | 1 | SANDY POND | 115 | 1.1 | 0.9 | 1.0257 | 0.026293 | 0 | 0 | 1 | ZONE_1
18 | 19 | 1 | POWNAL | 345 | 1.1 | 0.9 | 1.0413 | 0.1129 | 0 | 0 | 1 | ZONE_1
19 | 20 | 1 | MAINE YANKEE | 345 | 1.1 | 0.9 | 1.0421 | 0.15966 | 0 | 0 | 1 | ZONE_1
20 | 21 | 1 | MILLSTONE PT | 24 | 1.1 | 0.9 | 1.0486 | 0.20696 | 0 | 0 | 1 | ZONE_1
21 | 22 | 1 | BRAYTON PT | 18 | 1.1 | 0.9 | 1.0593 | 0.22089 | 0 | 0 | 1 | ZONE_1
22 | 23 | 1 | BRAYTON PT | 20 | 1.1 | 0.9 | 1.0157 | 0.20512 | 0 | 0 | 1 | ZONE_1
23 | 24 | 1 | PILGRIM | 22.8 | 1.1 | 0.9 | 1.0762 | 0.27536 | 0 | 0 | 1 | ZONE_1
24 | 25 | 1 | CANAL | 20 | 1.1 | 0.9 | 1.06 | 0.31947 | 0 | 0 | 1 | ZONE_1
25 | 26 | 1 | MAINE YANKEE | 20 | 1.1 | 0.9 | 1.0455 | 0.27425 | 0 | 0 | 1 | ZONE_1
26 | 27 | 1 | VERMONT YNK | 22 | 1.1 | 0.9 | 1.0455 | 0.19319 | 0 | 0 | 1 | ZONE_1
27 | 28 | 1 | NORTHFIELD | 13.8 | 1.1 | 0.9 | 1.0275 | 0.056259 | 0 | 0 | 1 | ZONE_1
28 | 29 | 1 | NORTHFIELD | 345 | 1.1 | 0.9 | 1.0275 | 0.056259 | 0 | 0 | 1 | ZONE_1
29 | 30 | 1 | LUDLOW | 345 | 1.1 | 0.9 | 1.0162 | 0.012582 | 0 | 0 | 1 | ZONE_1
30 | 31 | 1 | MANCHESTER | 345 | 1.1 | 0.9 | 0.99761 | 0.006922 | 0 | 0 | 1 | ZONE_1
31 | 32 | 1 | SCOVILL ROCK | 345 | 1.1 | 0.9 | 1.0033 | 0.032201 | 0 | 0 | 1 | ZONE_1
32 | 33 | 1 | HADDAM NECK | 345 | 1.1 | 0.9 | 1.0063 | 0.044396 | 0 | 0 | 1 | ZONE_1
33 | 34 | 1 | BLACK POND | 345 | 1.1 | 0.9 | 0.99603 | 0.0087022 | 0 | 0 | 1 | ZONE_1
34 | 35 | 1 | SOUTHINGTEN | 345 | 1.1 | 0.9 | 0.99524 | 0.0012968 | 0 | 0 | 1 | ZONE_1
35 | 36 | 1 | CONN YANKEE | 345 | 1.1 | 0.9 | 1.0486 | 0.17389 | 0 | 0 | 1 | ZONE_1
36 | 37 | 1 | NEW SEATHED | 345 | 1.1 | 0.9 | 1.0442 | 0.080393 | 0 | 0 | 2 | ZONE_1
37 | 38 | 1 | GILBOA | 345 | 1.1 | 0.9 | 1.0421 | 0.12174 | 0 | 0 | 2 | ZONE_1
38 | 39 | 1 | LEEDS | 345 | 1.1 | 0.9 | 1.041 | 0.05714 | 0 | 0 | 2 | ZONE_1
39 | 40 | 1 | NEW SEATHED | 230 | 1.1 | 0.9 | 1.0307 | 0.010057 | 0 | 0 | 2 | ZONE_1
40 | 41 | 1 | ROTTERDAM | 115 | 1.1 | 0.9 | 1.0263 | -0.058833 | 0 | 0 | 2 | ZONE_1
41 | 42 | 1 | ALBANY | 115 | 1.1 | 0.9 | 1.04 | -0.044794 | 0 | 0 | 2 | ZONE_1
42 | 43 | 1 | EDIC | 345 | 1.1 | 0.9 | 1.0491 | 0.14561 | 0 | 0 | 2 | ZONE_1
43 | 44 | 1 | PORTER | 230 | 1.1 | 0.9 | 1.0479 | 0.11466 | 0 | 0 | 2 | ZONE_1
44 | 45 | 1 | PORTER | 115 | 1.1 | 0.9 | 1.0435 | 0.068892 | 0 | 0 | 2 | ZONE_1
45 | 46 | 1 | COLTON | 115 | 1.1 | 0.9 | 1.0478 | 0.10795 | 0 | 0 | 2 | ZONE_1
46 | 47 | 1 | MOSES W | 230 | 1.1 | 0.9 | 1.03 | 0.20384 | 0 | 0 | 2 | ZONE_1
47 | 48 | 1 | MOSES E | 230 | 1.1 | 0.9 | 1.05 | 0.26202 | 0 | 0 | 2 | ZONE_1
48 | 49 | 1 | PLATTSBURGH | 115 | 1.1 | 0.9 | 0.96523 | -0.019481 | 0 | 0 | 2 | ZONE_1
49 | 50 | 1 | CLAY | 345 | 1.1 | 0.9 | 1.05 | 0.23063 | 0 | 0 | 2 | ZONE_1
50 | 51 | 1 | CLAY | 115 | 1.1 | 0.9 | 1.04 | 0.14885 | 0 | 0 | 2 | ZONE_1
51 | 52 | 1 | ROCHESTER | 345 | 1.1 | 0.9 | 1.0419 | 0.33882 | 0 | 0 | 2 | ZONE_1
52 | 53 | 1 | ROCHESTER | 115 | 1.1 | 0.9 | 1.03 | 0.31425 | 0 | 0 | 2 | ZONE_1
53 | 54 | 1 | NIAGARA W | 230 | 1.1 | 0.9 | 1.0408 | 0.47005 | 0 | 0 | 2 | ZONE_1
54 | 55 | 1 | NIAGARA E | 230 | 1.1 | 0.9 | 1.04 | 0.45744 | 0 | 0 | 2 | ZONE_1
55 | 56 | 1 | HUNTLEY | 230 | 1.1 | 0.9 | 1.03 | 0.46948 | 0 | 0 | 2 | ZONE_1
56 | 57 | 1 | HUNTLEY | 115 | 1.1 | 0.9 | 1.03 | 0.44896 | 0 | 0 | 2 | ZONE_1
57 | 58 | 1 | GARDENVILLE | 230 | 1.1 | 0.9 | 1.0101 | 0.42915 | 0 | 0 | 2 | ZONE_1
58 | 59 | 1 | GARDENVILLE | 115 | 1.1 | 0.9 | 0.99669 | 0.38721 | 0 | 0 | 2 | ZONE_1
59 | 60 | 1 | DUNKIRK | 230 | 1.1 | 0.9 | 1.04 | 0.52741 | 0 | 0 | 2 | ZONE_1
60 | 61 | 1 | DUNKIRK | 115 | 1.1 | 0.9 | 1.04 | 0.46647 | 0 | 0 | 2 | ZONE_1
61 | 62 | 1 | STOLLE RD | 230 | 1.1 | 0.9 | 1.0163 | 0.41824 | 0 | 0 | 2 | ZONE_1
62 | 63 | 1 | MEYER | 230 | 1.1 | 0.9 | 1.0055 | 0.30799 | 0 | 0 | 2 | ZONE_1
63 | 64 | 1 | MEYER | 115 | 1.1 | 0.9 | 1.0071 | 0.2539 | 0 | 0 | 2 | ZONE_1
64 | 65 | 1 | GESONIDGE | 115 | 1.1 | 0.9 | 1.04 | 0.27499 | 0 | 0 | 2 | ZONE_1
65 | 66 | 1 | WATERCURE | 345 | 1.1 | 0.9 | 1.0197 | 0.36431 | 0 | 0 | 2 | ZONE_1
66 | 67 | 1 | WRHL | 230 | 1.1 | 0.9 | 1.0027 | 0.29114 | 0 | 0 | 2 | ZONE_1
67 | 68 | 1 | HILLSIDE | 115 | 1.1 | 0.9 | 0.99 | 0.22241 | 0 | 0 | 2 | ZONE_1
68 | 69 | 1 | BINGHAMTON | 345 | 1.1 | 0.9 | 1.0195 | 0.2502 | 0 | 0 | 2 | ZONE_1
69 | 70 | 1 | BINGHAMTON | 230 | 1.1 | 0.9 | 0.99894 | 0.23677 | 0 | 0 | 2 | ZONE_1
70 | 71 | 1 | BINGHAMTON | 115 | 1.1 | 0.9 | 1 | 0.19398 | 0 | 0 | 2 | ZONE_1
71 | 72 | 1 | LAPEER | 115 | 1.1 | 0.9 | 1.05 | 0.1766 | 0 | 0 | 2 | ZONE_1
72 | 73 | 1 | PLEASANT VLY | 345 | 1.1 | 0.9 | 1.0329 | 0.028582 | 0 | 0 | 3 | ZONE_1
73 | 74 | 1 | MILLWOOD | 345 | 1.1 | 0.9 | 1.0271 | 0.0051993 | 0 | 0 | 3 | ZONE_1
74 | 75 | 1 | RAMAPO | 138 | 1.1 | 0.9 | 1.0494 | 0.022045 | 0 | 0 | 3 | ZONE_1
75 | 76 | 1 | RAMAPO | 345 | 1.1 | 0.9 | 1.0464 | 0.013917 | 0 | 0 | 3 | ZONE_1
76 | 77 | 1 | BUCHANAN | 345 | 1.1 | 0.9 | 1.0354 | 0.009526 | 0 | 0 | 3 | ZONE_1
77 | 78 | 1 | CE UG | 345 | 1.1 | 0.9 | 1.02 | 0 | 0 | 0 | 3 | ZONE_1
78 | 79 | 1 | RAV A-3 | 22 | 1.1 | 0.9 | 1.05 | 0.14262 | 0 | 0 | 3 | ZONE_1
79 | 80 | 1 | NORTHPORT | 138 | 1.1 | 0.9 | 1.0232 | 0.011011 | 0 | 0 | 3 | ZONE_1
80 | 81 | 1 | GOETHALS | 345 | 1.1 | 0.9 | 1.022 | -0.057327 | 0 | 0 | 3 | ZONE_1
81 | 82 | 1 | AK-3 | 22 | 1.1 | 0.9 | 1.05 | 0.13209 | 0 | 0 | 3 | ZONE_1
82 | 83 | 1 | KEITH | 220 | 1.1 | 0.9 | 0.95576 | 0.40115 | 0 | 0 | 4 | ZONE_1
83 | 84 | 1 | KEITH JCT | 118.1 | 1.1 | 0.9 | 0.96323 | 0.40993 | 0 | 0 | 4 | ZONE_1
84 | 85 | 1 | LAMBTON | 220 | 1.1 | 0.9 | 0.99128 | 0.63615 | 0 | 0 | 4 | ZONE_1
85 | 86 | 1 | LAMBTON | 24 | 1.1 | 0.9 | 1 | 0.72828 | 0 | 0 | 4 | ZONE_1
86 | 87 | 1 | LAMBTON | 220 | 1.1 | 0.9 | 1.0181 | 0.58734 | 0 | 0 | 4 | ZONE_1
87 | 88 | 1 | SCOTT | 220 | 1.1 | 0.9 | 0.97335 | 0.57345 | 0 | 0 | 4 | ZONE_1
88 | 89 | 1 | SCOTT | 220 | 1.1 | 0.9 | 0.95584 | 0.52799 | 0 | 0 | 4 | ZONE_1
89 | 90 | 1 | VIDA | 220 | 1.1 | 0.9 | 0.95411 | 0.52538 | 0 | 0 | 4 | ZONE_1
90 | 91 | 1 | RICHVIEW | 220 | 1.1 | 0.9 | 1.04 | 0.19571 | 0 | 0 | 4 | ZONE_1
91 | 92 | 1 | HANMER | 500 | 1.1 | 0.9 | 1.04 | 0.32606 | 0 | 0 | 4 | ZONE_1
92 | 93 | 1 | ESSA | 220 | 1.1 | 0.9 | 0.96211 | 0.13169 | 0 | 0 | 4 | ZONE_1
93 | 94 | 1 | ORANGEVILLE | 220 | 1.1 | 0.9 | 0.95948 | 0.13577 | 0 | 0 | 4 | ZONE_1
94 | 95 | 1 | DES JOAC | 220 | 1.1 | 0.9 | 0.97264 | 0.25541 | 0 | 0 | 4 | ZONE_1
95 | 96 | 1 | HOLDEN | 13.8 | 1.1 | 0.9 | 1.0232 | 0.2653 | 0 | 0 | 4 | ZONE_1
96 | 97 | 1 | MARTINDELE | 220 | 1.1 | 0.9 | 1.04 | 0.24519 | 0 | 0 | 4 | ZONE_1
97 | 98 | 1 | STLA | 220 | 1.1 | 0.9 | 1.04 | 0.55802 | 0 | 0 | 4 | ZONE_1
98 | 99 | 1 | PVR | 220 | 1.1 | 0.9 | 1.0384 | 0.54669 | 0 | 0 | 4 | ZONE_1
99 | 100 | 1 | PHAS | 220 | 1.1 | 0.9 | 1.0325 | 0.45934 | 0 | 0 | 4 | ZONE_1
100 | 101 | 1 | SAB 2 | 220 | 1.1 | 0.9 | 1.05 | 0.42496 | 0 | 0 | 4 | ZONE_1
101 | 102 | 1 | BP 76 | 220 | 1.1 | 0.9 | 1.0455 | 0.44549 | 0 | 0 | 4 | ZONE_1
102 | 103 | 1 | PA 27 | 220 | 1.1 | 0.9 | 1.0463 | 0.44185 | 0 | 0 | 4 | ZONE_1
103 | 104 | 1 | BEACH | 220 | 1.1 | 0.9 | 0.99699 | 0.22993 | 0 | 0 | 4 | ZONE_1
104 | 105 | 1 | BUCHANAN | 220 | 1.1 | 0.9 | 0.97457 | 0.42102 | 0 | 0 | 4 | ZONE_1
105 | 106 | 1 | NEALE | 220 | 1.1 | 0.9 | 0.99289 | 0.25457 | 0 | 0 | 4 | ZONE_1
106 | 107 | 1 | NEALE | 220 | 1.1 | 0.9 | 1.0062 | 0.27809 | 0 | 0 | 4 | ZONE_1
107 | 108 | 1 | S CT | 220 | 1.1 | 0.9 | 1.0003 | 0.24287 | 0 | 0 | 4 | ZONE_1
108 | 109 | 1 | SLT | 220 | 1.1 | 0.9 | 1.0003 | 0.24244 | 0 | 0 | 4 | ZONE_1
109 | 110 | 1 | BURLINGTON | 220 | 1.1 | 0.9 | 1.0028 | 0.21712 | 0 | 0 | 4 | ZONE_1
110 | 111 | 1 | DETWIERER | 220 | 1.1 | 0.9 | 0.96194 | 0.1752 | 0 | 0 | 4 | ZONE_1
111 | 112 | 1 | CHATHAM | 220 | 1.1 | 0.9 | 0.97541 | 0.51672 | 0 | 0 | 4 | ZONE_1
112 | 113 | 1 | LAUZON | 118.1 | 1.1 | 0.9 | 0.9523 | 0.39178 | 0 | 0 | 4 | ZONE_1
113 | 114 | 1 | MARYSVILLE | 220 | 1.1 | 0.9 | 0.95972 | 0.53475 | 0 | 0 | 5 | ZONE_1
114 | 115 | 1 | ST CLAIR | 500 | 1.1 | 0.9 | 1.02 | 0.58377 | 0 | 0 | 5 | ZONE_1
115 | 116 | 1 | WATERMAN | 220 | 1.1 | 0.9 | 0.99338 | 0.46862 | 0 | 0 | 5 | ZONE_1
116 | 117 | 1 | PONTIAC | 230 | 1.1 | 0.9 | 1.0051 | 0.5387 | 0 | 0 | 5 | ZONE_1
117 | 118 | 1 | WAYNE | 115 | 1.1 | 0.9 | 0.99857 | 0.55482 | 0 | 0 | 5 | ZONE_1
118 | 119 | 1 | THETFORD | 220 | 1.1 | 0.9 | 1 | 0.5278 | 0 | 0 | 5 | ZONE_1
119 | 120 | 1 | ARGENTA | 220 | 1.1 | 0.9 | 1.02 | 0.46547 | 0 | 0 | 5 | ZONE_1
120 | 121 | 1 | SC415 | 220 | 1.1 | 0.9 | 1.04 | 0.57408 | 0 | 0 | 5 | ZONE_1
121 | 122 | 1 | WATERMAN | 220 | 1.1 | 0.9 | 1.05 | 0.56411 | 0 | 0 | 5 | ZONE_1
122 | 123 | 1 | MONROE | 230 | 1.1 | 0.9 | 1.01 | 0.65646 | 0 | 0 | 5 | ZONE_1
123 | 124 | 1 | BRANCHBURG | 230 | 1.1 | 0.9 | 1.0447 | 0.04161 | 0 | 0 | 6 | ZONE_1
124 | 125 | 1 | LINDON | 230 | 1.1 | 0.9 | 1.022 | -0.05962 | 0 | 0 | 6 | ZONE_1
125 | 126 | 1 | HUDSON | 230 | 1.1 | 0.9 | 1.0226 | -0.094152 | 0 | 0 | 6 | ZONE_1
126 | 127 | 1 | ALBURTIS | 500 | 1.1 | 0.9 | 1.0485 | 0.11435 | 0 | 0 | 6 | ZONE_1
127 | 128 | 1 | WHITPAIN | 500 | 1.1 | 0.9 | 1.0393 | 0.047782 | 0 | 0 | 6 | ZONE_1
128 | 129 | 1 | KEENEY | 500 | 1.1 | 0.9 | 1.023 | 0.15603 | 0 | 0 | 6 | ZONE_1
129 | 130 | 1 | PEACH BOTTOM | 500 | 1.1 | 0.9 | 1.02 | 0.21287 | 0 | 0 | 6 | ZONE_1
130 | 131 | 1 | CONASTONE | 500 | 1.1 | 0.9 | 1.026 | 0.23409 | 0 | 0 | 6 | ZONE_1
131 | 132 | 1 | JUNIATA | 500 | 1.1 | 0.9 | 1.0398 | 0.34133 | 0 | 0 | 6 | ZONE_1
132 | 133 | 1 | CONEMAUGH | 500 | 1.1 | 0.9 | 1.02 | 0.59949 | 0 | 0 | 6 | ZONE_1
133 | 134 | 1 | HOMER CITY | 230 | 1.1 | 0.9 | 1.03 | 0.44639 | 0 | 0 | 6 | ZONE_1
134 | 135 | 1 | KEYSTONE | 500 | 1.1 | 0.9 | 1.02 | 0.61098 | 0 | 0 | 6 | ZONE_1
135 | 136 | 1 | ERIE W | 345 | 1.1 | 0.9 | 1.0006 | 0.34414 | 0 | 0 | 6 | ZONE_1
136 | 137 | 1 | ERIE S | 230 | 1.1 | 0.9 | 1.04 | 0.35473 | 0 | 0 | 6 | ZONE_1
137 | 138 | 1 | E TOMANO | 230 | 1.1 | 0.9 | 0.97073 | 0.23654 | 0 | 0 | 6 | ZONE_1
138 | 139 | 1 | KYGER | 345 | 1.1 | 0.9 | 1.01 | 0.51274 | 0 | 0 | 6 | ZONE_1
139 | 140 | 1 | TE | 230 | 1.1 | 0.9 | 1.0413 | 0.52727 | 0 | 0 | 6 | ZONE_1

## PQ
uid | idx | u | name | bus | Vn | p0 | q0 | vmax | vmin | owner
0 | PQ_1 | 1 | PQ 3 | 3 | 115 | 0.1118 | 0.88 | 1.2 | 0.8
1 | PQ_2 | 1 | PQ 6 | 6 | 345 | 3.975 | 1.53 | 1.2 | 0.8
2 | PQ_3 | 1 | PQ 7 | 7 | 345 | 4.0868 | 0.32 | 1.2 | 0.8
3 | PQ_4 | 1 | PQ 9 | 9 | 115 | 1.9627 | 0.3 | 1.2 | 0.8
4 | PQ_5 | 1 | PQ 11 | 11 | 115 | 8.4469 | 1.03 | 1.2 | 0.8
5 | PQ_6 | 1 | PQ 12 | 12 | 115 | 3.4036 | 1.15 | 1.2 | 0.8
6 | PQ_7 | 1 | PQ 14 | 14 | 345 | 3.0806 | 0.85 | 1.2 | 0.8
7 | PQ_8 | 1 | PQ 15 | 15 | 345 | 3.8384 | -0.92 | 1.2 | 0.8
8 | PQ_9 | 1 | PQ 16 | 16 | 345 | 2.24 | 0.47 | 1.2 | 0.8
9 | PQ_10 | 1 | PQ 17 | 17 | 345 | 1.7266 | 0.17 | 1.2 | 0.8
10 | PQ_11 | 1 | PQ 18 | 18 | 115 | 3.4905 | 0.76 | 1.2 | 0.8
11 | PQ_12 | 1 | PQ 19 | 19 | 345 | 2.5589 | 0.28 | 1.2 | 0.8
12 | PQ_13 | 1 | PQ 20 | 20 | 345 | 3.5278 | 0.27 | 1.2 | 0.8
13 | PQ_14 | 1 | PQ 30 | 30 | 345 | 3.9998 | 0.02 | 1.2 | 0.8
14 | PQ_15 | 1 | PQ 31 | 31 | 345 | 6.2109 | 1.84 | 1.2 | 0.8
15 | PQ_16 | 1 | PQ 34 | 34 | 345 | 2.9067 | 0.84 | 1.2 | 0.8
16 | PQ_17 | 1 | PQ 35 | 35 | 345 | 6.4842 | 1.77 | 1.2 | 0.8
17 | PQ_18 | 1 | PQ 36 | 36 | 345 | 0.1118 | 0.05 | 1.2 | 0.8
18 | PQ_19 | 1 | PQ 41 | 41 | 115 | 8.0914 | 1.25 | 1.2 | 0.8
19 | PQ_20 | 1 | PQ 42 | 42 | 115 | 2.046 | 0.17 | 1.2 | 0.8
20 | PQ_21 | 1 | PQ 45 | 45 | 115 | 2.9592 | 0.17 | 1.2 | 0.8
21 | PQ_22 | 1 | PQ 46 | 46 | 115 | 0.26586 | -0.425 | 1.2 | 0.8
22 | PQ_23 | 1 | PQ 47 | 47 | 230 | 6.1033 | 1 | 1.2 | 0.8
23 | PQ_24 | 1 | PQ 49 | 49 | 115 | 2.4043 | 0.17 | 1.2 | 0.8
24 | PQ_25 | 1 | PQ 51 | 51 | 115 | 8.4498 | 0.75 | 1.2 | 0.8
25 | PQ_26 | 1 | PQ 53 | 53 | 115 | 10.6691 | 2.5 | 1.2 | 0.8
26 | PQ_27 | 1 | PQ 54 | 54 | 230 | 0.2 | 0 | 1.2 | 0.8
27 | PQ_28 | 1 | PQ 55 | 55 | 230 | 9.39 | 1.32 | 1.2 | 0.8
28 | PQ_29 | 1 | PQ 56 | 56 | 230 | 1.9882 | 0.44 | 1.2 | 0.8
29 | PQ_30 | 1 | PQ 57 | 57 | 115 | 2.7742 | -0.06 | 1.2 | 0.8
30 | PQ_31 | 1 | PQ 58 | 58 | 230 | 0.97097 | 0.38 | 1.2 | 0.8
31 | PQ_32 | 1 | PQ 59 | 59 | 115 | 8.1492 | 1.98 | 1.2 | 0.8
32 | PQ_33 | 1 | PQ 61 | 61 | 115 | 2.7395 | 0.08 | 1.2 | 0.8
33 | PQ_34 | 1 | PQ 64 | 64 | 115 | 1.653 | 0.25 | 1.2 | 0.8
34 | PQ_35 | 1 | PQ 65 | 65 | 115 | 1.0519 | 0 | 1.2 | 0.8
35 | PQ_36 | 1 | PQ 68 | 68 | 115 | 2.439 | 0.41 | 1.2 | 0.8
36 | PQ_37 | 1 | PQ 71 | 71 | 115 | 4.2885 | 0.53 | 1.2 | 0.8
37 | PQ_38 | 1 | PQ 74 | 74 | 345 | 1.179 | 0 | 1.2 | 0.8
38 | PQ_39 | 1 | PQ 78 | 78 | 345 | 23.1184 | 6 | 1.2 | 0.8
39 | PQ_40 | 1 | PQ 80 | 80 | 138 | 8.0914 | 0.25 | 1.2 | 0.8
40 | PQ_41 | 1 | PQ 83 | 83 | 220 | 0.8 | 0.16 | 1.2 | 0.8
41 | PQ_42 | 1 | PQ 85 | 85 | 220 | 0.18 | 0 | 1.2 | 0.8
42 | PQ_43 | 1 | PQ 86 | 86 | 24 | 0.5 | 0.25 | 1.2 | 0.8
43 | PQ_44 | 1 | PQ 88 | 88 | 220 | 1.1 | 0.55 | 1.2 | 0.8
44 | PQ_45 | 1 | PQ 89 | 89 | 220 | 1 | 0.7 | 1.2 | 0.8
45 | PQ_46 | 1 | PQ 90 | 90 | 220 | 1.15 | 0.45 | 1.2 | 0.8
46 | PQ_47 | 1 | PQ 91 | 91 | 220 | 16.5 | 5 | 1.2 | 0.8
47 | PQ_48 | 1 | PQ 92 | 92 | 500 | 0.1 | 3.2 | 1.2 | 0.8
48 | PQ_49 | 1 | PQ 93 | 93 | 220 | 1.25 | 0 | 1.2 | 0.8
49 | PQ_50 | 1 | PQ 94 | 94 | 220 | 0.95 | 0 | 1.2 | 0.8
50 | PQ_51 | 1 | PQ 95 | 95 | 220 | -1 | 0.87 | 1.2 | 0.8
51 | PQ_52 | 1 | PQ 96 | 96 | 13.8 | -0.4 | -0.25 | 1.2 | 0.8
52 | PQ_53 | 1 | PQ 97 | 97 | 220 | 9.1 | 0.5 | 1.2 | 0.8
53 | PQ_54 | 1 | PQ 101 | 101 | 220 | 3.5 | 1.3 | 1.2 | 0.8
54 | PQ_55 | 1 | PQ 104 | 104 | 220 | 2 | 0.9 | 1.2 | 0.8
55 | PQ_56 | 1 | PQ 105 | 105 | 220 | 3.25 | 0 | 1.2 | 0.8
56 | PQ_57 | 1 | PQ 106 | 106 | 220 | 0 | -0.12 | 1.2 | 0.8
57 | PQ_58 | 1 | PQ 107 | 107 | 220 | 0 | -0.19 | 1.2 | 0.8
58 | PQ_59 | 1 | PQ 108 | 108 | 220 | 0 | -0.13 | 1.2 | 0.8
59 | PQ_60 | 1 | PQ 109 | 109 | 220 | 0 | -0.13 | 1.2 | 0.8
60 | PQ_61 | 1 | PQ 110 | 110 | 220 | 7.18 | 1.25 | 1.2 | 0.8
61 | PQ_62 | 1 | PQ 111 | 111 | 220 | 3.99 | 0.45 | 1.2 | 0.8
62 | PQ_63 | 1 | PQ 113 | 113 | 118.1 | 2.06 | 0 | 1.2 | 0.8
63 | PQ_64 | 1 | PQ 114 | 114 | 220 | 0 | 0.9 | 1.2 | 0.8
64 | PQ_65 | 1 | PQ 115 | 115 | 500 | 1 | 0 | 1.2 | 0.8
65 | PQ_66 | 1 | PQ 116 | 116 | 220 | 2 | 0 | 1.2 | 0.8
66 | PQ_67 | 1 | PQ 117 | 117 | 230 | 4 | 0.97 | 1.2 | 0.8
67 | PQ_68 | 1 | PQ 118 | 118 | 115 | 2.8 | 0.86 | 1.2 | 0.8
68 | PQ_69 | 1 | PQ 119 | 119 | 220 | 7.5 | 2 | 1.2 | 0.8
69 | PQ_70 | 1 | PQ 120 | 120 | 220 | 9.46 | -0.4 | 1.2 | 0.8
70 | PQ_71 | 1 | PQ 123 | 123 | 230 | 0.63 | 0.1 | 1.2 | 0.8
71 | PQ_72 | 1 | PQ 124 | 124 | 230 | 3.7 | 0.49 | 1.2 | 0.8
72 | PQ_73 | 1 | PQ 125 | 125 | 230 | 3.2 | 0.05 | 1.2 | 0.8
73 | PQ_74 | 1 | PQ 126 | 126 | 230 | 4.5 | 0 | 1.2 | 0.8
74 | PQ_75 | 1 | PQ 127 | 127 | 500 | 2 | -1.5 | 1.2 | 0.8
75 | PQ_76 | 1 | PQ 128 | 128 | 500 | 11.2124 | -1.02 | 1.2 | 0.8
76 | PQ_77 | 1 | PQ 129 | 129 | 500 | 6.1 | -0.5 | 1.2 | 0.8
77 | PQ_78 | 1 | PQ 130 | 130 | 500 | 1.8 | 0 | 1.2 | 0.8
78 | PQ_79 | 1 | PQ 131 | 131 | 500 | 11.6 | -4.32 | 1.2 | 0.8
79 | PQ_80 | 1 | PQ 132 | 132 | 500 | 2.1 | -3.37 | 1.2 | 0.8
80 | PQ_81 | 1 | PQ 135 | 135 | 500 | 1.7 | 0 | 1.2 | 0.8
81 | PQ_82 | 1 | PQ 136 | 136 | 345 | 2.7 | 2.23 | 1.2 | 0.8
82 | PQ_83 | 1 | PQ 138 | 138 | 230 | 1.1 | 0.64 | 1.2 | 0.8

## PV
uid | idx | u | name | Sn | Vn | bus | busr | p0 | q0 | pmax | pmin | qmax | qmin | v0 | vmax | vmin | ra | xs | Pc1 | Pc2 | Qc1min | Qc1max | Qc2min | Qc2max | Ragc | R10 | R30 | Rq | apf | pg0 | td1 | td2
0 | PV_1 | 1 | PV_1 | 100 | 24 | 21 | 21 | 6.5 | 2.1512 | 17.9393 | 0 | 9.99 | -9.99 | 1.0486 | 1.4 | 0.6 | 0 | 0.3 | 0 | 0 | 0 | 0 | 0 | 0 | 999 | 999 | 999 | 0 | 0 | 0 | 0 | 0
1 | PV_2 | 1 | PV_2 | 100 | 18 | 22 | 22 | 6.32 | 2.0812 | 4.1262 | 0 | 9.99 | -9.99 | 1.0593 | 1.4 | 0.6 | 0 | 0.3 | 0 | 0 | 0 | 0 | 0 | 0 | 999 | 999 | 999 | 0 | 0 | 0 | 0 | 0
2 | PV_3 | 1 | PV_3 | 100 | 20 | 23 | 23 | 2.7665 | 0.10788 | 1.8023 | 0 | 9.99 | -9.99 | 1.0157 | 1.4 | 0.6 | 0 | 0.3 | 0 | 0 | 0 | 0 | 0 | 0 | 999 | 999 | 999 | 0 | 0 | 0 | 0 | 0
3 | PV_4 | 1 | PV_4 | 100 | 20 | 23 | 23 | 2.2635 | 0.08827 | 1.8148 | 0 | 99.99 | -99.99 | 1.0157 | 1.4 | 0.6 | 0 | 0.3 | 0 | 0 | 0 | 0 | 0 | 0 | 999 | 999 | 999 | 0 | 0 | 0 | 0 | 0
4 | PV_5 | 1 | PV_5 | 100 | 22.8 | 24 | 24 | 7 | 2.6153 | 5.9687 | 0 | 9.99 | -9.99 | 1.0762 | 1.4 | 0.6 | 0 | 0.3 | 0 | 0 | 0 | 0 | 0 | 0 | 999 | 999 | 999 | 0 | 0 | 0 | 0 | 0
5 | PV_6 | 1 | PV_6 | 100 | 20 | 25 | 25 | 5.6 | 1.0822 | 3.3366 | 0 | 9.99 | -9.99 | 1.06 | 1.4 | 0.6 | 0 | 0.3 | 0 | 0 | 0 | 0 | 0 | 0 | 999 | 999 | 999 | 0 | 0 | 0 | 0 | 0
6 | PV_7 | 1 | PV_7 | 100 | 20 | 26 | 26 | 8 | 0.27488 | 2.8105 | 0 | 9.99 | -9.99 | 1.0455 | 1.4 | 0.6 | 0 | 0.3 | 0 | 0 | 0 | 0 | 0 | 0 | 999 | 999 | 999 | 0 | 0 | 0 | 0 | 0
7 | PV_8 | 1 | PV_8 | 100 | 22 | 27 | 27 | 5.4 | 0.37044 | 15.3586 | 0 | 9.99 | -9.99 | 1.0455 | 1.4 | 0.6 | 0 | 0.3 | 0 | 0 | 0 | 0 | 0 | 0 | 999 | 999 | 999 | 0 | 0 | 0 | 0 | 0
8 | PV_9 | 1 | PV_9 | 100 | 345 | 36 | 36 | 5.54 | 2.179 | 16.4549 | 0 | 9.99 | -9.99 | 1.0486 | 1.4 | 0.6 | 0 | 0.3 | 0 | 0 | 0 | 0 | 0 | 0 | 999 | 999 | 999 | 0 | 0 | 0 | 0 | 0
9 | PV_10 | 1 | PV_10 | 100 | 115 | 42 | 42 | 3.7 | 1.3495 | 5.68 | 0 | 9.99 | -9.99 | 1.04 | 1.4 | 0.6 | 0 | 0.3 | 0 | 0 | 0 | 0 | 0 | 0 | 999 | 999 | 999 | 0 | 0 | 0 | 0 | 0
10 | PV_11 | 1 | PV_11 | 100 | 230 | 47 | 47 | 4 | -0.03268 | 9.4492 | 0 | 9.99 | -9.99 | 1.03 | 1.4 | 0.6 | 0 | 0.3 | 0 | 0 | 0 | 0 | 0 | 0 | 999 | 999 | 999 | 0 | 0 | 0 | 0 | 0
11 | PV_12 | 1 | PV_12 | 100 | 230 | 48 | 48 | 4 | 1.0745 | 0.4006 | 0 | 9.99 | -9.99 | 1.05 | 1.4 | 0.6 | 0 | 0.3 | 0 | 0 | 0 | 0 | 0 | 0 | 999 | 999 | 999 | 0 | 0 | 0 | 0 | 0
12 | PV_13 | 1 | PV_13 | 100 | 345 | 50 | 50 | 6 | 0.4118 | 17.8546 | 0 | 9.99 | -9.99 | 1.05 | 1.4 | 0.6 | 0 | 0.3 | 0 | 0 | 0 | 0 | 0 | 0 | 999 | 999 | 999 | 0 | 0 | 0 | 0 | 0
13 | PV_14 | 1 | PV_14 | 100 | 115 | 51 | 51 | 1.41 | 0.20685 | 4.7313 | 0 | 9.99 | -9.99 | 1.04 | 1.4 | 0.6 | 0 | 0.3 | 0 | 0 | 0 | 0 | 0 | 0 | 999 | 999 | 999 | 0 | 0 | 0 | 0 | 0
14 | PV_15 | 1 | PV_15 | 100 | 115 | 53 | 53 | 8.33 | 1.7398 | 12.4675 | 0 | 9.99 | -9.99 | 1.03 | 1.4 | 0.6 | 0 | 0.3 | 0 | 0 | 0 | 0 | 0 | 0 | 999 | 999 | 999 | 0 | 0 | 0 | 0 | 0
15 | PV_16 | 1 | PV_16 | 100 | 230 | 54 | 54 | 5.575 | -0.00649 | 8 | 0 | 9.99 | -9.99 | 1.0408 | 1.4 | 0.6 | 0 | 0.3 | 0 | 0 | 0 | 0 | 0 | 0 | 999 | 999 | 999 | 0 | 0 | 0 | 0 | 0
16 | PV_17 | 1 | PV_17 | 100 | 230 | 54 | 54 | 5.575 | -0.00649 | 8 | 0 | 99.99 | -99.99 | 1.0408 | 1.4 | 0.6 | 0 | 0.3 | 0 | 0 | 0 | 0 | 0 | 0 | 999 | 999 | 999 | 0 | 0 | 0 | 0 | 0
17 | PV_18 | 1 | PV_18 | 100 | 230 | 55 | 55 | 10.95 | 1.4866 | 8 | 0 | 9.99 | -9.99 | 1.04 | 1.4 | 0.6 | 0 | 0.3 | 0 | 0 | 0 | 0 | 0 | 0 | 999 | 999 | 999 | 0 | 0 | 0 | 0 | 0
18 | PV_19 | 1 | PV_19 | 100 | 230 | 56 | 56 | 4.1 | 0.87207 | 20.0857 | 0 | 9.99 | -9.99 | 1.03 | 1.4 | 0.6 | 0 | 0.3 | 0 | 0 | 0 | 0 | 0 | 0 | 999 | 999 | 999 | 0 | 0 | 0 | 0 | 0
19 | PV_20 | 1 | PV_20 | 100 | 115 | 57 | 57 | 2.98 | 0.03534 | 0.58082 | 0 | 9.99 | -9.99 | 1.03 | 1.4 | 0.6 | 0 | 0.3 | 0 | 0 | 0 | 0 | 0 | 0 | 999 | 999 | 999 | 0 | 0 | 0 | 0 | 0
20 | PV_21 | 1 | PV_21 | 100 | 230 | 60 | 60 | 4.1 | 0.54828 | 2.4153 | 0 | 9.99 | -9.99 | 1.04 | 1.4 | 0.6 | 0 | 0.3 | 0 | 0 | 0 | 0 | 0 | 0 | 999 | 999 | 999 | 0 | 0 | 0 | 0 | 0
21 | PV_22 | 1 | PV_22 | 100 | 115 | 61 | 61 | 1.94 | 0.1318 | 5.3664 | 0 | 9.99 | -9.99 | 1.04 | 1.4 | 0.6 | 0 | 0.3 | 0 | 0 | 0 | 0 | 0 | 0 | 999 | 999 | 999 | 0 | 0 | 0 | 0 | 0
22 | PV_23 | 1 | PV_23 | 100 | 115 | 65 | 65 | 0.91 | 0.51625 | 0.12086 | 0 | 9.99 | -9.99 | 1.04 | 1.4 | 0.6 | 0 | 0.3 | 0 | 0 | 0 | 0 | 0 | 0 | 999 | 999 | 999 | 0 | 0 | 0 | 0 | 0
23 | PV_24 | 1 | PV_24 | 100 | 115 | 68 | 68 | 0.66 | -0.0014 | 4.3787 | 0 | 9.99 | -9.99 | 0.99 | 1.4 | 0.6 | 0 | 0.3 | 0 | 0 | 0 | 0 | 0 | 0 | 999 | 999 | 999 | 0 | 0 | 0 | 0 | 0
24 | PV_25 | 1 | PV_25 | 100 | 115 | 71 | 71 | 1.34 | -3.7366 | 10.3982 | 0 | 9.99 | -9.99 | 1 | 1.4 | 0.6 | 0 | 0.3 | 0 | 0 | 0 | 0 | 0 | 0 | 999 | 999 | 999 | 0 | 0 | 0 | 0 | 0
25 | PV_26 | 1 | PV_26 | 100 | 115 | 72 | 72 | 1.5 | 3.7942 | 3.0832 | 0 | 9.99 | -9.99 | 1.05 | 1.4 | 0.6 | 0 | 0.3 | 0 | 0 | 0 | 0 | 0 | 0 | 999 | 999 | 999 | 0 | 0 | 0 | 0 | 0
26 | PV_27 | 1 | PV_27 | 100 | 22 | 79 | 79 | 10 | 2.5734 | 5.7745 | 0 | 9.99 | -9.99 | 1.05 | 1.4 | 0.6 | 0 | 0.3 | 0 | 0 | 0 | 0 | 0 | 0 | 999 | 999 | 999 | 0 | 0 | 0 | 0 | 0
27 | PV_28 | 1 | PV_28 | 100 | 138 | 80 | 80 | 7.2 | -0.00078 | 5.8493 | 0 | 9.99 | -9.99 | 1.0232 | 1.4 | 0.6 | 0 | 0.3 | 0 | 0 | 0 | 0 | 0 | 0 | 999 | 999 | 999 | 0 | 0 | 0 | 0 | 0
28 | PV_29 | 1 | PV_29 | 100 | 22 | 82 | 82 | 4.6 | 1.251 | 6.1962 | 0 | 9.99 | -9.99 | 1.05 | 1.4 | 0.6 | 0 | 0.3 | 0 | 0 | 0 | 0 | 0 | 0 | 999 | 999 | 999 | 0 | 0 | 0 | 0 | 0
29 | PV_30 | 1 | PV_30 | 100 | 24 | 86 | 86 | 16.5 | 2.518 | 8 | 0 | 9.99 | -9.99 | 1 | 1.4 | 0.6 | 0 | 0.3 | 0 | 0 | 0 | 0 | 0 | 0 | 999 | 999 | 999 | 0 | 0 | 0 | 0 | 0
30 | PV_31 | 1 | PV_31 | 100 | 220 | 91 | 91 | 9.3 | 10.8209 | 8 | 0 | 99.99 | -99.99 | 1.04 | 1.4 | 0.6 | 0 | 0.3 | 0 | 0 | 0 | 0 | 0 | 0 | 999 | 999 | 999 | 0 | 0 | 0 | 0 | 0
31 | PV_32 | 1 | PV_32 | 100 | 500 | 92 | 92 | 4.5 | 3.2447 | 8 | 0 | 9.99 | -9.99 | 1.04 | 1.4 | 0.6 | 0 | 0.3 | 0 | 0 | 0 | 0 | 0 | 0 | 999 | 999 | 999 | 0 | 0 | 0 | 0 | 0
32 | PV_33 | 1 | PV_33 | 100 | 220 | 97 | 97 | 6 | 0.96902 | 8 | 0 | 9.99 | -9.99 | 1.04 | 1.4 | 0.6 | 0 | 0.3 | 0 | 0 | 0 | 0 | 0 | 0 | 999 | 999 | 999 | 0 | 0 | 0 | 0 | 0
33 | PV_34 | 1 | PV_34 | 100 | 220 | 98 | 98 | 5.85 | 0.33013 | 1.0253 | 0 | 9.99 | -9.99 | 1.04 | 1.4 | 0.6 | 0 | 0.3 | 0 | 0 | 0 | 0 | 0 | 0 | 999 | 999 | 999 | 0 | 0 | 0 | 0 | 0
34 | PV_35 | 1 | PV_35 | 100 | 220 | 101 | 101 | 12 | 5.0688 | 8 | 0 | 9.99 | -9.99 | 1.05 | 1.4 | 0.6 | 0 | 0.3 | 0 | 0 | 0 | 0 | 0 | 0 | 999 | 999 | 999 | 0 | 0 | 0 | 0 | 0
35 | PV_36 | 1 | PV_36 | 100 | 500 | 115 | 115 | 5.5 | 2.6954 | 8.22 | 0 | 9.99 | -9.99 | 1.02 | 1.4 | 0.6 | 0 | 0.3 | 0 | 0 | 0 | 0 | 0 | 0 | 999 | 999 | 999 | 0 | 0 | 0 | 0 | 0
36 | PV_37 | 1 | PV_37 | 100 | 220 | 119 | 119 | 5.5 | 1.4562 | 11.6372 | 0 | 9.99 | -9.99 | 1 | 1.4 | 0.6 | 0 | 0.3 | 0 | 0 | 0 | 0 | 0 | 0 | 999 | 999 | 999 | 0 | 0 | 0 | 0 | 0
37 | PV_38 | 1 | PV_38 | 100 | 220 | 120 | 120 | 7 | 0.57157 | 20.8523 | 0 | 9.99 | -9.99 | 1.02 | 1.4 | 0.6 | 0 | 0.3 | 0 | 0 | 0 | 0 | 0 | 0 | 999 | 999 | 999 | 0 | 0 | 0 | 0 | 0
38 | PV_39 | 1 | PV_39 | 100 | 220 | 121 | 121 | 1.45 | 1.5785 | 14.5693 | 0 | 9.99 | -9.99 | 1.04 | 1.4 | 0.6 | 0 | 0.3 | 0 | 0 | 0 | 0 | 0 | 0 | 999 | 999 | 999 | 0 | 0 | 0 | 0 | 0
39 | PV_40 | 1 | PV_40 | 100 | 220 | 122 | 122 | 1.55 | 1.2777 | 11.1062 | 0 | 9.99 | -9.99 | 1.05 | 1.4 | 0.6 | 0 | 0.3 | 0 | 0 | 0 | 0 | 0 | 0 | 999 | 999 | 999 | 0 | 0 | 0 | 0 | 0
40 | PV_41 | 1 | PV_41 | 100 | 230 | 123 | 123 | 6.55 | 0.58623 | 22.0025 | 0 | 9.99 | -9.99 | 1.01 | 1.4 | 0.6 | 0 | 0.3 | 0 | 0 | 0 | 0 | 0 | 0 | 999 | 999 | 999 | 0 | 0 | 0 | 0 | 0
41 | PV_42 | 1 | PV_42 | 100 | 500 | 130 | 130 | 4.9 | -4.6786 | 24.8771 | 0 | 9.99 | -9.99 | 1.02 | 1.4 | 0.6 | 0 | 0.3 | 0 | 0 | 0 | 0 | 0 | 0 | 999 | 999 | 999 | 0 | 0 | 0 | 0 | 0
42 | PV_43 | 1 | PV_43 | 100 | 500 | 133 | 133 | 17 | -1.4101 | 31.8614 | 0 | 9.99 | -9.99 | 1.02 | 1.4 | 0.6 | 0 | 0.3 | 0 | 0 | 0 | 0 | 0 | 0 | 999 | 999 | 999 | 0 | 0 | 0 | 0 | 0
43 | PV_44 | 1 | PV_44 | 100 | 230 | 134 | 134 | 8.8 | 0.43093 | 29.3281 | 0 | 9.99 | -9.99 | 1.03 | 1.4 | 0.6 | 0 | 0.3 | 0 | 0 | 0 | 0 | 0 | 0 | 999 | 999 | 999 | 0 | 0 | 0 | 0 | 0
44 | PV_45 | 1 | PV_45 | 100 | 500 | 135 | 135 | 23.3 | -1.0028 | 15.3944 | 0 | 9.99 | -9.99 | 1.02 | 1.4 | 0.6 | 0 | 0.3 | 0 | 0 | 0 | 0 | 0 | 0 | 999 | 999 | 999 | 0 | 0 | 0 | 0 | 0
45 | PV_46 | 1 | PV_46 | 100 | 230 | 137 | 137 | 0.7 | 1.746 | 16.3329 | 0 | 9.99 | -9.99 | 1.04 | 1.4 | 0.6 | 0 | 0.3 | 0 | 0 | 0 | 0 | 0 | 0 | 999 | 999 | 999 | 0 | 0 | 0 | 0 | 0
46 | PV_47 | 1 | PV_47 | 100 | 345 | 139 | 139 | 1.15 | 0.18439 | 11.9302 | 0 | 9.99 | -9.99 | 1.01 | 1.4 | 0.6 | 0 | 0.3 | 0 | 0 | 0 | 0 | 0 | 0 | 999 | 999 | 999 | 0 | 0 | 0 | 0 | 0

## Slack
uid | idx | u | name | Sn | Vn | bus | busr | p0 | q0 | pmax | pmin | qmax | qmin | v0 | vmax | vmin | ra | xs | a0 | Pc1 | Pc2 | Qc1min | Qc1max | Qc2min | Qc2max | Ragc | R10 | R30 | Rq | apf | pg0 | td1 | td2
0 | Slack_48 | 1 | Slack_48 | 100 | 345 | 78 | 78 | 4.6602 | 0.7401 | 5.651 | 0 | 9.99 | -9.99 | 1.02 | 1.4 | 0.6 | 0 | 0.3 | 0 | 0 | 0 | 0 | 0 | 0 | 0 | 999 | 999 | 999 | 0 | 0 | 0 | 0 | 0

## Line
uid | idx | u | name | bus1 | bus2 | Sn | fn | Vn1 | Vn2 | r | x | b | g | b1 | g1 | b2 | g2 | trans | tap | phi | rate_a | rate_b | rate_c | owner | xcoord | ycoord | amin | amax
0 | Line_1 | 1 | Line 1-2 | 1 | 2 | 100 | 60 | 345 | 345 | 0.0004 | 0.0043 | 0.07 | 0 | 0 | 0 | 0 | 0 | 0 | 1 | 0 | 2500 | 0 | 0 |  |  |  | -360 | 360
1 | Line_2 | 1 | Line 1-4 | 1 | 4 | 100 | 60 | 345 | 345 | 0.0004 | 0.0043 | 0.07 | 0 | 0 | 0 | 0 | 0 | 0 | 1 | 0 | 2500 | 0 | 0 |  |  |  | -360 | 360
2 | Line_3 | 1 | Line 2-33 | 2 | 33 | 100 | 60 | 345 | 345 | 0.0007 | 0.0082 | 0.14 | 0 | 0 | 0 | 0 | 0 | 0 | 1 | 0 | 2500 | 0 | 0 |  |  |  | -360 | 360
3 | Line_4 | 1 | Line 4-5 | 4 | 5 | 100 | 60 | 345 | 345 | 0.0009 | 0.0101 | 0.17 | 0 | 0 | 0 | 0 | 0 | 0 | 1 | 0 | 2500 | 0 | 0 |  |  |  | -360 | 360
4 | Line_5 | 1 | Line 5-6 | 5 | 6 | 100 | 60 | 345 | 345 | 0.0018 | 0.0217 | 0.37 | 0 | 0 | 0 | 0 | 0 | 0 | 1 | 0 | 2500 | 0 | 0 |  |  |  | -360 | 360
5 | Line_6 | 1 | Line 5-31 | 5 | 31 | 100 | 60 | 345 | 345 | 0.0008 | 0.0129 | 0.14 | 0 | 0 | 0 | 0 | 0 | 0 | 1 | 0 | 2500 | 0 | 0 |  |  |  | -360 | 360
6 | Line_7 | 1 | Line 6-7 | 6 | 7 | 100 | 60 | 345 | 345 | 0.0009 | 0.0094 | 0.17 | 0 | 0 | 0 | 0 | 0 | 0 | 1 | 0 | 2500 | 0 | 0 |  |  |  | -360 | 360
7 | Line_8 | 1 | Line 7-8 | 7 | 8 | 100 | 60 | 345 | 115 | 0.0007 | 0.0089 | 0.13 | 0 | 0 | 0 | 0 | 0 | 0 | 1 | 0 | 2500 | 0 | 0 |  |  |  | -360 | 360
8 | Line_9 | 1 | Line 7-10 | 7 | 10 | 100 | 60 | 345 | 115 | 0.0016 | 0.0195 | 0.3 | 0 | 0 | 0 | 0 | 0 | 0 | 1 | 0 | 2500 | 0 | 0 |  |  |  | -360 | 360
9 | Line_10 | 1 | Line 7-12 | 7 | 12 | 100 | 60 | 345 | 115 | 0.0008 | 0.0135 | 0.25 | 0 | 0 | 0 | 0 | 0 | 0 | 1 | 0 | 2500 | 0 | 0 |  |  |  | -360 | 360
10 | Line_11 | 1 | Line 7-15 | 7 | 15 | 100 | 60 | 345 | 345 | 0.0003 | 0.0059 | 0.07 | 0 | 0 | 0 | 0 | 0 | 0 | 1 | 0 | 2500 | 0 | 0 |  |  |  | -360 | 360
11 | Line_12 | 1 | Line 8-9 | 8 | 9 | 100 | 60 | 115 | 115 | 0.0007 | 0.0082 | 0.13 | 0 | 0 | 0 | 0 | 0 | 0 | 1 | 0 | 2500 | 0 | 0 |  |  |  | -360 | 360
12 | Line_13 | 1 | Line 8-18 | 8 | 18 | 100 | 60 | 115 | 115 | 0.0013 | 0.0173 | 0.32 | 0 | 0 | 0 | 0 | 0 | 0 | 1 | 0 | 2500 | 0 | 0 |  |  |  | -360 | 360
13 | Line_14 | 1 | Line 9-30 | 9 | 30 | 100 | 60 | 115 | 345 | 0.0011 | 0.0133 | 0.21 | 0 | 0 | 0 | 0 | 0 | 0 | 1 | 0 | 2500 | 0 | 0 |  |  |  | -360 | 360
14 | Line_15 | 1 | Line 12-13 | 12 | 13 | 100 | 60 | 115 | 345 | 0.0008 | 0.014 | 0.26 | 0 | 0 | 0 | 0 | 0 | 0 | 1 | 0 | 2500 | 0 | 0 |  |  |  | -360 | 360
15 | Line_16 | 1 | Line 13-14 | 13 | 14 | 100 | 60 | 345 | 345 | 0.0006 | 0.0096 | 0.18 | 0 | 0 | 0 | 0 | 0 | 0 | 1 | 0 | 2500 | 0 | 0 |  |  |  | -360 | 360
16 | Line_17 | 1 | Line 14-15 | 14 | 15 | 100 | 60 | 345 | 345 | 0.0022 | 0.035 | 0.36 | 0 | 0 | 0 | 0 | 0 | 0 | 1 | 0 | 2500 | 0 | 0 |  |  |  | -360 | 360
17 | Line_18 | 1 | Line 16-17 | 16 | 17 | 100 | 60 | 345 | 345 | 0.0032 | 0.0323 | 0.53 | 0 | 0 | 0 | 0 | 0 | 0 | 1 | 0 | 2500 | 0 | 0 |  |  |  | -360 | 360
18 | Line_19 | 1 | Line 16-29 | 16 | 29 | 100 | 60 | 345 | 345 | 0.007 | 0.0086 | 0.15 | 0 | 0 | 0 | 0 | 0 | 0 | 1 | 0 | 2500 | 0 | 0 |  |  |  | -360 | 360
19 | Line_20 | 1 | Line 17-18 | 17 | 18 | 100 | 60 | 345 | 115 | 0.0014 | 0.0147 | 0.24 | 0 | 0 | 0 | 0 | 0 | 0 | 1 | 0 | 2500 | 0 | 0 |  |  |  | -360 | 360
20 | Line_21 | 1 | Line 17-19 | 17 | 19 | 100 | 60 | 345 | 345 | 0.0043 | 0.0474 | 0.78 | 0 | 0 | 0 | 0 | 0 | 0 | 1 | 0 | 2500 | 0 | 0 |  |  |  | -360 | 360
21 | Line_22 | 1 | Line 17-20 | 17 | 20 | 100 | 60 | 345 | 345 | 0.0057 | 0.0625 | 1.03 | 0 | 0 | 0 | 0 | 0 | 0 | 1 | 0 | 2500 | 0 | 0 |  |  |  | -360 | 360
22 | Line_23 | 1 | Line 19-20 | 19 | 20 | 100 | 60 | 345 | 345 | 0.0014 | 0.0151 | 0.25 | 0 | 0 | 0 | 0 | 0 | 0 | 1 | 0 | 2500 | 0 | 0 |  |  |  | -360 | 360
23 | Line_24 | 1 | Line 29-30 | 29 | 30 | 100 | 60 | 345 | 345 | 0.0013 | 0.0151 | 0.26 | 0 | 0 | 0 | 0 | 0 | 0 | 1 | 0 | 2500 | 0 | 0 |  |  |  | -360 | 360
24 | Line_25 | 1 | Line 29-37 | 29 | 37 | 100 | 60 | 345 | 345 | 0.0035 | 0.0411 | 0.7 | 0 | 0 | 0 | 0 | 0 | 0 | 1 | 0 | 1206.7701 | 0 | 0 |  |  |  | -360 | 360
25 | Line_26 | 1 | Line 30-31 | 30 | 31 | 100 | 60 | 345 | 345 | 0.0013 | 0.0213 | 0.22 | 0 | 0 | 0 | 0 | 0 | 0 | 1 | 0 | 2500 | 0 | 0 |  |  |  | -360 | 360
26 | Line_27 | 1 | Line 31-32 | 31 | 32 | 100 | 60 | 345 | 345 | 0.0008 | 0.0128 | 0.13 | 0 | 0 | 0 | 0 | 0 | 0 | 1 | 0 | 2500 | 0 | 0 |  |  |  | -360 | 360
27 | Line_28 | 1 | Line 32-33 | 32 | 33 | 100 | 60 | 345 | 345 | 0.0002 | 0.0026 | 0.04 | 0 | 0 | 0 | 0 | 0 | 0 | 1 | 0 | 2500 | 0 | 0 |  |  |  | -360 | 360
28 | Line_29 | 1 | Line 32-35 | 32 | 35 | 100 | 60 | 345 | 345 | 0.0008 | 0.0112 | 0.15 | 0 | 0 | 0 | 0 | 0 | 0 | 1 | 0 | 2500 | 0 | 0 |  |  |  | -360 | 360
29 | Line_30 | 1 | Line 33-34 | 33 | 34 | 100 | 60 | 345 | 345 | 0.0006 | 0.0092 | 0.11 | 0 | 0 | 0 | 0 | 0 | 0 | 1 | 0 | 2500 | 0 | 0 |  |  |  | -360 | 360
30 | Line_31 | 1 | Line 34-35 | 34 | 35 | 100 | 60 | 345 | 345 | 0.0004 | 0.0046 | 0.08 | 0 | 0 | 0 | 0 | 0 | 0 | 1 | 0 | 2500 | 0 | 0 |  |  |  | -360 | 360
31 | Line_32 | 1 | Line 35-73 | 35 | 73 | 100 | 60 | 345 | 345 | 0.0023 | 0.0363 | 0.38 | 0 | 0 | 0 | 0 | 0 | 0 | 1 | 0 | 1206.7701 | 0 | 0 |  |  |  | -360 | 360
32 | Line_33 | 1 | Line 37-38 | 37 | 38 | 100 | 60 | 345 | 345 | 0.0016 | 0.0163 | 0.25 | 0 | 0 | 0 | 0 | 0 | 0 | 1 | 0 | 2500 | 0 | 0 |  |  |  | -360 | 360
33 | Line_34 | 1 | Line 37-39 | 37 | 39 | 100 | 60 | 345 | 345 | 0.0008 | 0.0074 | 0.48 | 0 | 0 | 0 | 0 | 0 | 0 | 1 | 0 | 2500 | 0 | 0 |  |  |  | -360 | 360
34 | Line_35 | 1 | Line 37-40 | 37 | 40 | 100 | 60 | 345 | 230 | 0.0009 | 0.0315 | 0.06 | 0 | 0 | 0 | 0 | 0 | 0 | 1 | 0 | 2500 | 0 | 0 |  |  |  | -360 | 360
35 | Line_36 | 1 | Line 37-43 | 37 | 43 | 100 | 60 | 345 | 345 | 0.0013 | 0.0188 | 1.31 | 0 | 0 | 0 | 0 | 0 | 0 | 1 | 0 | 2500 | 0 | 0 |  |  |  | -360 | 360
36 | Line_37 | 1 | Line 38-69 | 38 | 69 | 100 | 60 | 345 | 345 | 0.0043 | 0.0485 | 0.79 | 0 | 0 | 0 | 0 | 0 | 0 | 1 | 0 | 2500 | 0 | 0 |  |  |  | -360 | 360
37 | Line_38 | 1 | Line 39-73 | 39 | 73 | 100 | 60 | 345 | 345 | 0.0019 | 0.0183 | 0.29 | 0 | 0 | 0 | 0 | 0 | 0 | 1 | 0 | 2500 | 0 | 0 |  |  |  | -360 | 360
38 | Line_39 | 1 | Line 39-73 | 39 | 73 | 100 | 60 | 345 | 345 | 0.0019 | 0.0183 | 0.29 | 0 | 0 | 0 | 0 | 0 | 0 | 1 | 0 | 2500 | 0 | 0 |  |  |  | -360 | 360
39 | Line_40 | 1 | Line 40-44 | 40 | 44 | 100 | 60 | 230 | 230 | 0.008 | 0.053 | 0.4 | 0 | 0 | 0 | 0 | 0 | 0 | 1 | 0 | 2500 | 0 | 0 |  |  |  | -360 | 360
40 | Line_41 | 1 | Line 41-42 | 41 | 42 | 100 | 60 | 115 | 115 | 0.0018 | 0.0089 | 0.07 | 0 | 0 | 0 | 0 | 0 | 0 | 1 | 0 | 2500 | 0 | 0 |  |  |  | -360 | 360
41 | Line_42 | 1 | Line 41-45 | 41 | 45 | 100 | 60 | 115 | 115 | 0.0776 | 0.2241 | 0.13 | 0 | 0 | 0 | 0 | 0 | 0 | 1 | 0 | 2500 | 0 | 0 |  |  |  | -360 | 360
42 | Line_43 | 1 | Line 43-44 | 43 | 44 | 100 | 60 | 345 | 230 | 0 | 0.011 | 0 | 0 | 0 | 0 | 0 | 0 | 0 | 1 | 0 | 2500 | 0 | 0 |  |  |  | -360 | 360
43 | Line_44 | 1 | Line 43-50 | 43 | 50 | 100 | 60 | 345 | 345 | 0.0025 | 0.0268 | 0.4 | 0 | 0 | 0 | 0 | 0 | 0 | 1 | 0 | 2500 | 0 | 0 |  |  |  | -360 | 360
44 | Line_45 | 1 | Line 43-50 | 43 | 50 | 100 | 60 | 345 | 345 | 0.0025 | 0.0268 | 0.4 | 0 | 0 | 0 | 0 | 0 | 0 | 1 | 0 | 2500 | 0 | 0 |  |  |  | -360 | 360
45 | Line_46 | 1 | Line 44-45 | 44 | 45 | 100 | 60 | 230 | 115 | 0 | 0.0205 | 0 | 0 | 0 | 0 | 0 | 0 | 0 | 1 | 0 | 2500 | 0 | 0 |  |  |  | -360 | 360
46 | Line_47 | 1 | Line 44-48 | 44 | 48 | 100 | 60 | 230 | 230 | 0.015 | 0.105 | 0.79 | 0 | 0 | 0 | 0 | 0 | 0 | 1 | 0 | 2500 | 0 | 0 |  |  |  | -360 | 360
47 | Line_48 | 1 | Line 45-46 | 45 | 46 | 100 | 60 | 115 | 115 | 0.1235 | 0.3548 | 0.16 | 0 | 0 | 0 | 0 | 0 | 0 | 1 | 0 | 2500 | 0 | 0 |  |  |  | -360 | 360
48 | Line_49 | 1 | Line 45-51 | 45 | 51 | 100 | 60 | 115 | 115 | 0.0605 | 0.1896 | 0.08 | 0 | 0 | 0 | 0 | 0 | 0 | 1 | 0 | 2500 | 0 | 0 |  |  |  | -360 | 360
49 | Line_50 | 1 | Line 45-71 | 45 | 71 | 100 | 60 | 115 | 115 | 0.1751 | 0.5575 | 0.12 | 0 | 0 | 0 | 0 | 0 | 0 | 1 | 0 | 2500 | 0 | 0 |  |  |  | -360 | 360
50 | Line_51 | 1 | Line 46-47 | 46 | 47 | 100 | 60 | 115 | 230 | 0.0632 | 0.121 | 0.05 | 0 | 0 | 0 | 0 | 0 | 0 | 1 | 0 | 2500 | 0 | 0 |  |  |  | -360 | 360
51 | Line_52 | 1 | Line 46-49 | 46 | 49 | 100 | 60 | 115 | 115 | 0.164 | 0.578 | 0.06 | 0 | 0 | 0 | 0 | 0 | 0 | 1 | 0 | 2500 | 0 | 0 |  |  |  | -360 | 360
52 | Line_53 | 1 | Line 47-48 | 47 | 48 | 100 | 60 | 230 | 230 | 0 | 0.033 | 0 | 0 | 0 | 0 | 0 | 0 | 0 | 1 | 0 | 2500 | 0 | 0 |  |  |  | -360 | 360
53 | Line_54 | 1 | Line 50-51 | 50 | 51 | 100 | 60 | 345 | 115 | 0 | 0.0207 | 0 | 0 | 0 | 0 | 0 | 0 | 0 | 1 | 0 | 2500 | 0 | 0 |  |  |  | -360 | 360
54 | Line_55 | 1 | Line 50-52 | 50 | 52 | 100 | 60 | 345 | 345 | 0.002 | 0.022 | 1.28 | 0 | 0 | 0 | 0 | 0 | 0 | 1 | 0 | 2500 | 0 | 0 |  |  |  | -360 | 360
55 | Line_56 | 1 | Line 51-53 | 51 | 53 | 100 | 60 | 115 | 115 | 0.0844 | 0.2161 | 0.22 | 0 | 0 | 0 | 0 | 0 | 0 | 1 | 0 | 2500 | 0 | 0 |  |  |  | -360 | 360
56 | Line_57 | 1 | Line 51-72 | 51 | 72 | 100 | 60 | 115 | 115 | 0.0051 | 0.0232 | 0.3 | 0 | 0 | 0 | 0 | 0 | 0 | 1 | 0 | 2500 | 0 | 0 |  |  |  | -360 | 360
57 | Line_58 | 1 | Line 52-53 | 52 | 53 | 100 | 60 | 345 | 115 | 0.0014 | 0.0388 | 0 | 0 | 0 | 0 | 0 | 0 | 0 | 1 | 0 | 2500 | 0 | 0 |  |  |  | -360 | 360
58 | Line_59 | 1 | Line 53-55 | 53 | 55 | 100 | 60 | 115 | 230 | 0.03 | 0.107 | 0.3 | 0 | 0 | 0 | 0 | 0 | 0 | 1 | 0 | 789.9418 | 0 | 0 |  |  |  | -360 | 360
59 | Line_60 | 1 | Line 53-65 | 53 | 65 | 100 | 60 | 115 | 115 | 0.035 | 0.08 | 0.05 | 0 | 0 | 0 | 0 | 0 | 0 | 1 | 0 | 2500 | 0 | 0 |  |  |  | -360 | 360
60 | Line_61 | 1 | Line 54-56 | 54 | 56 | 100 | 60 | 230 | 230 | 0.01 | 0.008 | 0.07 | 0 | 0 | 0 | 0 | 0 | 0 | 1 | 0 | 789.9418 | 0 | 0 |  |  |  | -360 | 360
61 | Line_62 | 1 | Line 54-62 | 54 | 62 | 100 | 60 | 230 | 230 | 0.008 | 0.069 | 0.13 | 0 | 0 | 0 | 0 | 0 | 0 | 1 | 0 | 789.9418 | 0 | 0 |  |  |  | -360 | 360
62 | Line_63 | 1 | Line 54-102 | 54 | 102 | 100 | 60 | 230 | 220 | 0.0016 | 0.0248 | 0.06 | 0 | 0 | 0 | 0 | 0 | 0 | 1 | 0 | 2500 | 0 | 0 |  |  |  | -360 | 360
63 | Line_64 | 1 | Line 54-103 | 54 | 103 | 100 | 60 | 230 | 220 | 0.0016 | 0.0248 | 0.06 | 0 | 0 | 0 | 0 | 0 | 0 | 1 | 0 | 2500 | 0 | 0 |  |  |  | -360 | 360
64 | Line_65 | 1 | Line 55-57 | 55 | 57 | 100 | 60 | 230 | 115 | 0.0074 | 0.04 | 0.02 | 0 | 0 | 0 | 0 | 0 | 0 | 1 | 0 | 789.9418 | 0 | 0 |  |  |  | -360 | 360
65 | Line_66 | 1 | Line 55-59 | 55 | 59 | 100 | 60 | 230 | 115 | 0.016 | 0.0817 | 0.04 | 0 | 0 | 0 | 0 | 0 | 0 | 1 | 0 | 789.9418 | 0 | 0 |  |  |  | -360 | 360
66 | Line_67 | 1 | Line 56-58 | 56 | 58 | 100 | 60 | 230 | 230 | 0.002 | 0.015 | 0.11 | 0 | 0 | 0 | 0 | 0 | 0 | 1 | 0 | 2500 | 0 | 0 |  |  |  | -360 | 360
67 | Line_68 | 1 | Line 57-59 | 57 | 59 | 100 | 60 | 115 | 115 | 0.014 | 0.068 | 0.03 | 0 | 0 | 0 | 0 | 0 | 0 | 1 | 0 | 2500 | 0 | 0 |  |  |  | -360 | 360
68 | Line_69 | 1 | Line 58-60 | 58 | 60 | 100 | 60 | 230 | 230 | 0.0035 | 0.0344 | 0.27 | 0 | 0 | 0 | 0 | 0 | 0 | 1 | 0 | 2500 | 0 | 0 |  |  |  | -360 | 360
69 | Line_70 | 1 | Line 58-62 | 58 | 62 | 100 | 60 | 230 | 230 | 0.002 | 0.018 | 0.03 | 0 | 0 | 0 | 0 | 0 | 0 | 1 | 0 | 2500 | 0 | 0 |  |  |  | -360 | 360
70 | Line_71 | 1 | Line 59-61 | 59 | 61 | 100 | 60 | 115 | 115 | 0.068 | 0.143 | 0.06 | 0 | 0 | 0 | 0 | 0 | 0 | 1 | 0 | 2500 | 0 | 0 |  |  |  | -360 | 360
71 | Line_72 | 1 | Line 60-140 | 60 | 140 | 100 | 60 | 230 | 230 | 0.0039 | 0.0363 | 0.07 | 0 | 0 | 0 | 0 | 0 | 0 | 1 | 0 | 773.9708 | 0 | 0 |  |  |  | -360 | 360
72 | Line_73 | 1 | Line 62-63 | 62 | 63 | 100 | 60 | 230 | 230 | 0.0129 | 0.0803 | 0.15 | 0 | 0 | 0 | 0 | 0 | 0 | 1 | 0 | 2500 | 0 | 0 |  |  |  | -360 | 360
73 | Line_74 | 1 | Line 63-64 | 63 | 64 | 100 | 60 | 230 | 115 | 0 | 0.046 | 0 | 0 | 0 | 0 | 0 | 0 | 0 | 1 | 0 | 2500 | 0 | 0 |  |  |  | -360 | 360
74 | Line_75 | 1 | Line 63-67 | 63 | 67 | 100 | 60 | 230 | 230 | 0.012 | 0.093 | 0.18 | 0 | 0 | 0 | 0 | 0 | 0 | 1 | 0 | 2500 | 0 | 0 |  |  |  | -360 | 360
75 | Line_76 | 1 | Line 64-65 | 64 | 65 | 100 | 60 | 115 | 115 | 0.035 | 0.08 | 0.05 | 0 | 0 | 0 | 0 | 0 | 0 | 1 | 0 | 2500 | 0 | 0 |  |  |  | -360 | 360
76 | Line_77 | 1 | Line 64-68 | 64 | 68 | 100 | 60 | 115 | 115 | 0.0988 | 0.231 | 0.13 | 0 | 0 | 0 | 0 | 0 | 0 | 1 | 0 | 2500 | 0 | 0 |  |  |  | -360 | 360
77 | Line_78 | 1 | Line 66-67 | 66 | 67 | 100 | 60 | 345 | 230 | 0 | 0.0231 | 0 | 0 | 0 | 0 | 0 | 0 | 0 | 1 | 0 | 2500 | 0 | 0 |  |  |  | -360 | 360
78 | Line_79 | 1 | Line 66-69 | 66 | 69 | 100 | 60 | 345 | 345 | 0.0018 | 0.0274 | 0.27 | 0 | 0 | 0 | 0 | 0 | 0 | 1 | 0 | 2500 | 0 | 0 |  |  |  | -360 | 360
79 | Line_80 | 1 | Line 66-134 | 66 | 134 | 100 | 60 | 345 | 230 | 0.00076 | 0.01141 | 1.16 | 0 | 0 | 0 | 0 | 0 | 0 | 1 | 0 | 773.9708 | 0 | 0 |  |  |  | -360 | 360
80 | Line_81 | 1 | Line 67-68 | 67 | 68 | 100 | 60 | 230 | 115 | 0 | 0.049 | 0 | 0 | 0 | 0 | 0 | 0 | 0 | 1 | 0 | 2500 | 0 | 0 |  |  |  | -360 | 360
81 | Line_82 | 1 | Line 67-70 | 67 | 70 | 100 | 60 | 230 | 230 | 0.007 | 0.0619 | 0.12 | 0 | 0 | 0 | 0 | 0 | 0 | 1 | 0 | 2500 | 0 | 0 |  |  |  | -360 | 360
82 | Line_83 | 1 | Line 67-138 | 67 | 138 | 100 | 60 | 230 | 230 | 0.0063 | 0.0491 | 0.09 | 0 | 0 | 0 | 0 | 0 | 0 | 1 | 0 | 2500 | 0 | 0 |  |  |  | -360 | 360
83 | Line_84 | 1 | Line 68-71 | 68 | 71 | 100 | 60 | 115 | 115 | 0.1203 | 0.2048 | 0.07 | 0 | 0 | 0 | 0 | 0 | 0 | 1 | 0 | 2500 | 0 | 0 |  |  |  | -360 | 360
84 | Line_85 | 1 | Line 69-71 | 69 | 71 | 100 | 60 | 345 | 115 | 0 | 0.0375 | 0 | 0 | 0 | 0 | 0 | 0 | 0 | 1 | 0 | 2500 | 0 | 0 |  |  |  | -360 | 360
85 | Line_86 | 1 | Line 70-71 | 70 | 71 | 100 | 60 | 230 | 115 | 0 | 0.049 | 0 | 0 | 0 | 0 | 0 | 0 | 0 | 1 | 0 | 2500 | 0 | 0 |  |  |  | -360 | 360
86 | Line_87 | 1 | Line 71-72 | 71 | 72 | 100 | 60 | 115 | 115 | 0.0053 | 0.0135 | 0.1 | 0 | 0 | 0 | 0 | 0 | 0 | 1 | 0 | 2500 | 0 | 0 |  |  |  | -360 | 360
87 | Line_88 | 1 | Line 73-74 | 73 | 74 | 100 | 60 | 345 | 345 | 0.0022 | 0.0196 | 0.34 | 0 | 0 | 0 | 0 | 0 | 0 | 1 | 0 | 2500 | 0 | 0 |  |  |  | -360 | 360
88 | Line_89 | 1 | Line 73-74 | 73 | 74 | 100 | 60 | 345 | 345 | 0.0022 | 0.0196 | 0.34 | 0 | 0 | 0 | 0 | 0 | 0 | 1 | 0 | 2500 | 0 | 0 |  |  |  | -360 | 360
89 | Line_90 | 1 | Line 74-77 | 74 | 77 | 100 | 60 | 345 | 345 | 0.0003 | 0.0043 | 0.08 | 0 | 0 | 0 | 0 | 0 | 0 | 1 | 0 | 2500 | 0 | 0 |  |  |  | -360 | 360
90 | Line_91 | 1 | Line 74-78 | 74 | 78 | 100 | 60 | 345 | 345 | 0.0005 | 0.0045 | 0.32 | 0 | 0 | 0 | 0 | 0 | 0 | 1 | 0 | 2500 | 0 | 0 |  |  |  | -360 | 360
91 | Line_92 | 1 | Line 74-78 | 74 | 78 | 100 | 60 | 345 | 345 | 0.0005 | 0.0045 | 0.32 | 0 | 0 | 0 | 0 | 0 | 0 | 1 | 0 | 2500 | 0 | 0 |  |  |  | -360 | 360
92 | Line_93 | 1 | Line 75-124 | 75 | 124 | 100 | 60 | 138 | 230 | 0.0007 | 0.0175 | 1.39 | 0 | 0 | 0 | 0 | 0 | 0 | 1 | 0 | 2500 | 0 | 0 |  |  |  | -360 | 360
93 | Line_94 | 1 | Line 76-77 | 76 | 77 | 100 | 60 | 345 | 345 | 0.003 | 0.0068 | 1.37 | 0 | 0 | 0 | 0 | 0 | 0 | 1 | 0 | 2500 | 0 | 0 |  |  |  | -360 | 360
94 | Line_95 | 1 | Line 78-79 | 78 | 79 | 100 | 60 | 345 | 22 | 0.0003 | 0.0153 | 0 | 0 | 0 | 0 | 0 | 0 | 0 | 1 | 0 | 2500 | 0 | 0 |  |  |  | -360 | 360
95 | Line_96 | 1 | Line 78-80 | 78 | 80 | 100 | 60 | 345 | 138 | 0.0135 | 0.0582 | 0.5 | 0 | 0 | 0 | 0 | 0 | 0 | 1 | 0 | 2500 | 0 | 0 |  |  |  | -360 | 360
96 | Line_97 | 1 | Line 78-81 | 78 | 81 | 100 | 60 | 345 | 345 | 0.0005 | 0.0276 | 0 | 0 | 0 | 0 | 0 | 0 | 0 | 1 | 0 | 2500 | 0 | 0 |  |  |  | -360 | 360
97 | Line_98 | 1 | Line 78-82 | 78 | 82 | 100 | 60 | 345 | 22 | 0.0005 | 0.0308 | 0 | 0 | 0 | 0 | 0 | 0 | 0 | 1 | 0 | 2500 | 0 | 0 |  |  |  | -360 | 360
98 | Line_99 | 1 | Line 81-125 | 81 | 125 | 100 | 60 | 345 | 230 | 0.0001 | 0.0011 | 0 | 0 | 0 | 0 | 0 | 0 | 0 | 1 | 0 | 2500 | 0 | 0 |  |  |  | -360 | 360
99 | Line_100 | 1 | Line 83-112 | 83 | 112 | 100 | 60 | 220 | 220 | 0.0185 | 0.1537 | 0 | 0 | 0 | 0 | 0 | 0 | 0 | 1 | 0 | 176.5929 | 0 | 0 |  |  |  | -360 | 360
100 | Line_101 | 1 | Line 83-113 | 83 | 113 | 100 | 60 | 220 | 118.1 | 0.0037 | 0.0202 | 0 | 0 | 0 | 0 | 0 | 0 | 0 | 1 | 0 | 176.5929 | 0 | 0 |  |  |  | -360 | 360
101 | Line_102 | 1 | Line 84-116 | 84 | 116 | 100 | 60 | 118.1 | 220 | 0.0015 | 0.1045 | 0 | 0 | 0 | 0 | 0 | 0 | 0 | 1 | 0 | 2500 | 0 | 0 |  |  |  | -360 | 360
102 | Line_103 | 1 | Line 85-88 | 85 | 88 | 100 | 60 | 220 | 220 | 0.0016 | 0.0202 | 0.03 | 0 | 0 | 0 | 0 | 0 | 0 | 1 | 0 | 2500 | 0 | 0 |  |  |  | -360 | 360
103 | Line_104 | 1 | Line 85-88 | 85 | 88 | 100 | 60 | 220 | 220 | 0.0016 | 0.0202 | 0.03 | 0 | 0 | 0 | 0 | 0 | 0 | 1 | 0 | 2500 | 0 | 0 |  |  |  | -360 | 360
104 | Line_105 | 1 | Line 85-105 | 85 | 105 | 100 | 60 | 220 | 220 | 0.01 | 0.109 | 0.18 | 0 | 0 | 0 | 0 | 0 | 0 | 1 | 0 | 2500 | 0 | 0 |  |  |  | -360 | 360
105 | Line_106 | 1 | Line 85-105 | 85 | 105 | 100 | 60 | 220 | 220 | 0.01 | 0.109 | 0.18 | 0 | 0 | 0 | 0 | 0 | 0 | 1 | 0 | 2500 | 0 | 0 |  |  |  | -360 | 360
106 | Line_107 | 1 | Line 85-112 | 85 | 112 | 100 | 60 | 220 | 220 | 0.0069 | 0.0595 | 0.1 | 0 | 0 | 0 | 0 | 0 | 0 | 1 | 0 | 2500 | 0 | 0 |  |  |  | -360 | 360
107 | Line_108 | 1 | Line 85-112 | 85 | 112 | 100 | 60 | 220 | 220 | 0.0069 | 0.0595 | 0.1 | 0 | 0 | 0 | 0 | 0 | 0 | 1 | 0 | 2500 | 0 | 0 |  |  |  | -360 | 360
108 | Line_109 | 1 | Line 87-115 | 87 | 115 | 100 | 60 | 220 | 500 | 0.0001 | 0.0018 | 0.02 | 0 | 0 | 0 | 0 | 0 | 0 | 1 | 0 | 176.5929 | 0 | 0 |  |  |  | -360 | 360
109 | Line_110 | 1 | Line 88-89 | 88 | 89 | 100 | 60 | 220 | 220 | 0.0005 | 0.0205 | 0 | 0 | 0 | 0 | 0 | 0 | 0 | 1 | 0 | 2500 | 0 | 0 |  |  |  | -360 | 360
110 | Line_111 | 1 | Line 88-105 | 88 | 105 | 100 | 60 | 220 | 220 | 0.0112 | 0.0993 | 0.17 | 0 | 0 | 0 | 0 | 0 | 0 | 1 | 0 | 2500 | 0 | 0 |  |  |  | -360 | 360
111 | Line_112 | 1 | Line 88-105 | 88 | 105 | 100 | 60 | 220 | 220 | 0.0112 | 0.0993 | 0.17 | 0 | 0 | 0 | 0 | 0 | 0 | 1 | 0 | 2500 | 0 | 0 |  |  |  | -360 | 360
112 | Line_113 | 1 | Line 89-90 | 89 | 90 | 100 | 60 | 220 | 220 | 0.0013 | 0.0049 | 0 | 0 | 0 | 0 | 0 | 0 | 0 | 1 | 0 | 2500 | 0 | 0 |  |  |  | -360 | 360
113 | Line_114 | 1 | Line 89-105 | 89 | 105 | 100 | 60 | 220 | 220 | 0.0894 | 0.3363 | 0 | 0 | 0 | 0 | 0 | 0 | 0 | 1 | 0 | 2500 | 0 | 0 |  |  |  | -360 | 360
114 | Line_115 | 1 | Line 89-113 | 89 | 113 | 100 | 60 | 220 | 118.1 | 0.1456 | 0.4115 | 0 | 0 | 0 | 0 | 0 | 0 | 0 | 1 | 0 | 2500 | 0 | 0 |  |  |  | -360 | 360
115 | Line_116 | 1 | Line 90-114 | 90 | 114 | 100 | 60 | 220 | 220 | 0.0024 | 0.015 | 0 | 0 | 0 | 0 | 0 | 0 | 0 | 1 | 0 | 176.5929 | 0 | 0 |  |  |  | -360 | 360
116 | Line_117 | 1 | Line 91-92 | 91 | 92 | 100 | 60 | 220 | 500 | 0.0058 | 0.0928 | 0 | 0 | 0 | 0 | 0 | 0 | 0 | 1 | 0 | 2500 | 0 | 0 |  |  |  | -360 | 360
117 | Line_118 | 1 | Line 91-93 | 91 | 93 | 100 | 60 | 220 | 220 | 0.0421 | 0.2932 | 0 | 0 | 0 | 0 | 0 | 0 | 0 | 1 | 0 | 2500 | 0 | 0 |  |  |  | -360 | 360
118 | Line_119 | 1 | Line 91-95 | 91 | 95 | 100 | 60 | 220 | 220 | 0.0261 | 0.1844 | 0 | 0 | 0 | 0 | 0 | 0 | 0 | 1 | 0 | 2500 | 0 | 0 |  |  |  | -360 | 360
119 | Line_120 | 1 | Line 91-98 | 91 | 98 | 100 | 60 | 220 | 220 | 0.012 | 0.0854 | 0 | 0 | 0 | 0 | 0 | 0 | 0 | 1 | 0 | 789.9418 | 0 | 0 |  |  |  | -360 | 360
120 | Line_121 | 1 | Line 91-110 | 91 | 110 | 100 | 60 | 220 | 220 | 0.0017 | 0.0117 | 0 | 0 | 0 | 0 | 0 | 0 | 0 | 1 | 0 | 2500 | 0 | 0 |  |  |  | -360 | 360
121 | Line_122 | 1 | Line 92-97 | 92 | 97 | 100 | 60 | 500 | 220 | 0.0008 | 0.0303 | 0 | 0 | 0 | 0 | 0 | 0 | 0 | 1 | 0 | 2500 | 0 | 0 |  |  |  | -360 | 360
122 | Line_123 | 1 | Line 93-94 | 93 | 94 | 100 | 60 | 220 | 220 | 0.0042 | 0.0283 | 0 | 0 | 0 | 0 | 0 | 0 | 0 | 1 | 0 | 2500 | 0 | 0 |  |  |  | -360 | 360
123 | Line_124 | 1 | Line 93-95 | 93 | 95 | 100 | 60 | 220 | 220 | 0.0187 | 0.1284 | 0 | 0 | 0 | 0 | 0 | 0 | 0 | 1 | 0 | 2500 | 0 | 0 |  |  |  | -360 | 360
124 | Line_125 | 1 | Line 94-111 | 94 | 111 | 100 | 60 | 220 | 220 | 0.0049 | 0.0336 | 0 | 0 | 0 | 0 | 0 | 0 | 0 | 1 | 0 | 2500 | 0 | 0 |  |  |  | -360 | 360
125 | Line_126 | 1 | Line 95-96 | 95 | 96 | 100 | 60 | 220 | 13.8 | 0.0136 | 0.0955 | 0 | 0 | 0 | 0 | 0 | 0 | 0 | 1 | 0 | 2500 | 0 | 0 |  |  |  | -360 | 360
126 | Line_127 | 1 | Line 96-97 | 96 | 97 | 100 | 60 | 13.8 | 220 | 0.016 | 0.0767 | 0 | 0 | 0 | 0 | 0 | 0 | 0 | 1 | 0 | 2500 | 0 | 0 |  |  |  | -360 | 360
127 | Line_128 | 1 | Line 98-99 | 98 | 99 | 100 | 60 | 220 | 220 | 0.0003 | 0.0092 | 0 | 0 | 0 | 0 | 0 | 0 | 0 | 1 | 0 | 2500 | 0 | 0 |  |  |  | -360 | 360
128 | Line_129 | 1 | Line 99-100 | 99 | 100 | 100 | 60 | 220 | 220 | 0.001 | 0.0702 | 0 | 0 | 0 | 0 | 0 | 0 | 0 | 1 | 0 | 2500 | 0 | 0 |  |  |  | -360 | 360
129 | Line_130 | 1 | Line 101-104 | 101 | 104 | 100 | 60 | 220 | 220 | 0.0077 | 0.0773 | 0 | 0 | 0 | 0 | 0 | 0 | 0 | 1 | 0 | 2500 | 0 | 0 |  |  |  | -360 | 360
130 | Line_131 | 1 | Line 101-105 | 101 | 105 | 100 | 60 | 220 | 220 | 0.0188 | 0.1493 | 0 | 0 | 0 | 0 | 0 | 0 | 0 | 1 | 0 | 2500 | 0 | 0 |  |  |  | -360 | 360
131 | Line_132 | 1 | Line 101-107 | 101 | 107 | 100 | 60 | 220 | 220 | 0.0076 | 0.0751 | 0 | 0 | 0 | 0 | 0 | 0 | 0 | 1 | 0 | 2500 | 0 | 0 |  |  |  | -360 | 360
132 | Line_133 | 1 | Line 101-108 | 101 | 108 | 100 | 60 | 220 | 220 | 0.0078 | 0.0772 | 0 | 0 | 0 | 0 | 0 | 0 | 0 | 1 | 0 | 2500 | 0 | 0 |  |  |  | -360 | 360
133 | Line_134 | 1 | Line 101-109 | 101 | 109 | 100 | 60 | 220 | 220 | 0.0078 | 0.0783 | 0 | 0 | 0 | 0 | 0 | 0 | 0 | 1 | 0 | 2500 | 0 | 0 |  |  |  | -360 | 360
134 | Line_135 | 1 | Line 101-110 | 101 | 110 | 100 | 60 | 220 | 220 | 0.0482 | 0.2636 | 0 | 0 | 0 | 0 | 0 | 0 | 0 | 1 | 0 | 2500 | 0 | 0 |  |  |  | -360 | 360
135 | Line_136 | 1 | Line 104-106 | 104 | 106 | 100 | 60 | 220 | 220 | 0.0018 | 0.018 | 0 | 0 | 0 | 0 | 0 | 0 | 0 | 1 | 0 | 2500 | 0 | 0 |  |  |  | -360 | 360
136 | Line_137 | 1 | Line 104-110 | 104 | 110 | 100 | 60 | 220 | 220 | 0.0006 | 0.0062 | 0 | 0 | 0 | 0 | 0 | 0 | 0 | 1 | 0 | 2500 | 0 | 0 |  |  |  | -360 | 360
137 | Line_138 | 1 | Line 105-106 | 105 | 106 | 100 | 60 | 220 | 220 | 0.0165 | 0.1156 | 0 | 0 | 0 | 0 | 0 | 0 | 0 | 1 | 0 | 2500 | 0 | 0 |  |  |  | -360 | 360
138 | Line_139 | 1 | Line 105-107 | 105 | 107 | 100 | 60 | 220 | 220 | 0.0115 | 0.1103 | 0 | 0 | 0 | 0 | 0 | 0 | 0 | 1 | 0 | 2500 | 0 | 0 |  |  |  | -360 | 360
139 | Line_140 | 1 | Line 105-111 | 105 | 111 | 100 | 60 | 220 | 220 | 0.0131 | 0.0809 | 0.13 | 0 | 0 | 0 | 0 | 0 | 0 | 1 | 0 | 2500 | 0 | 0 |  |  |  | -360 | 360
140 | Line_141 | 1 | Line 105-112 | 105 | 112 | 100 | 60 | 220 | 220 | 0.008 | 0.0497 | 0.3 | 0 | 0 | 0 | 0 | 0 | 0 | 1 | 0 | 2500 | 0 | 0 |  |  |  | -360 | 360
141 | Line_142 | 1 | Line 105-113 | 105 | 113 | 100 | 60 | 220 | 118.1 | 0.3824 | 0.9479 | 0 | 0 | 0 | 0 | 0 | 0 | 0 | 1 | 0 | 2500 | 0 | 0 |  |  |  | -360 | 360
142 | Line_143 | 1 | Line 107-110 | 107 | 110 | 100 | 60 | 220 | 220 | 0.0021 | 0.0186 | 0 | 0 | 0 | 0 | 0 | 0 | 0 | 1 | 0 | 2500 | 0 | 0 |  |  |  | -360 | 360
143 | Line_144 | 1 | Line 108-110 | 108 | 110 | 100 | 60 | 220 | 220 | 0.0026 | 0.0194 | 0 | 0 | 0 | 0 | 0 | 0 | 0 | 1 | 0 | 2500 | 0 | 0 |  |  |  | -360 | 360
144 | Line_145 | 1 | Line 108-111 | 108 | 111 | 100 | 60 | 220 | 220 | 0.0059 | 0.0577 | 0 | 0 | 0 | 0 | 0 | 0 | 0 | 1 | 0 | 2500 | 0 | 0 |  |  |  | -360 | 360
145 | Line_146 | 1 | Line 109-110 | 109 | 110 | 100 | 60 | 220 | 220 | 0.0026 | 0.0194 | 0 | 0 | 0 | 0 | 0 | 0 | 0 | 1 | 0 | 2500 | 0 | 0 |  |  |  | -360 | 360
146 | Line_147 | 1 | Line 109-111 | 109 | 111 | 100 | 60 | 220 | 220 | 0.0059 | 0.0577 | 0 | 0 | 0 | 0 | 0 | 0 | 0 | 1 | 0 | 2500 | 0 | 0 |  |  |  | -360 | 360
147 | Line_148 | 1 | Line 112-113 | 112 | 113 | 100 | 60 | 220 | 118.1 | 0.0101 | 0.0873 | 0 | 0 | 0 | 0 | 0 | 0 | 0 | 1 | 0 | 2500 | 0 | 0 |  |  |  | -360 | 360
148 | Line_149 | 1 | Line 114-117 | 114 | 117 | 100 | 60 | 220 | 230 | 0.0663 | 0.3696 | 0 | 0 | 0 | 0 | 0 | 0 | 0 | 1 | 0 | 2500 | 0 | 0 |  |  |  | -360 | 360
149 | Line_150 | 1 | Line 114-119 | 114 | 119 | 100 | 60 | 220 | 220 | 0.0876 | 0.254 | 0 | 0 | 0 | 0 | 0 | 0 | 0 | 1 | 0 | 2500 | 0 | 0 |  |  |  | -360 | 360
150 | Line_151 | 1 | Line 114-121 | 114 | 121 | 100 | 60 | 220 | 220 | 0.0063 | 0.0802 | 0 | 0 | 0 | 0 | 0 | 0 | 0 | 1 | 0 | 2500 | 0 | 0 |  |  |  | -360 | 360
151 | Line_152 | 1 | Line 115-116 | 115 | 116 | 100 | 60 | 500 | 220 | 0.0733 | 0.9799 | 0 | 0 | 0 | 0 | 0 | 0 | 0 | 1 | 0 | 2500 | 0 | 0 |  |  |  | -360 | 360
152 | Line_153 | 1 | Line 115-117 | 115 | 117 | 100 | 60 | 500 | 230 | 0.001 | 0.0114 | 0 | 0 | 0 | 0 | 0 | 0 | 0 | 1 | 0 | 2500 | 0 | 0 |  |  |  | -360 | 360
153 | Line_154 | 1 | Line 115-118 | 115 | 118 | 100 | 60 | 500 | 115 | 0.1657 | 0.1551 | 0 | 0 | 0 | 0 | 0 | 0 | 0 | 1 | 0 | 2500 | 0 | 0 |  |  |  | -360 | 360
154 | Line_155 | 1 | Line 115-119 | 115 | 119 | 100 | 60 | 500 | 220 | 0.0033 | 0.0392 | 0 | 0 | 0 | 0 | 0 | 0 | 0 | 1 | 0 | 2500 | 0 | 0 |  |  |  | -360 | 360
155 | Line_156 | 1 | Line 115-121 | 115 | 121 | 100 | 60 | 500 | 220 | 0.022 | 0.2984 | 0 | 0 | 0 | 0 | 0 | 0 | 0 | 1 | 0 | 2500 | 0 | 0 |  |  |  | -360 | 360
156 | Line_157 | 1 | Line 115-135 | 115 | 135 | 100 | 60 | 500 | 500 | 0 | 0.6309 | 0 | 0 | 0 | 0 | 0 | 0 | 0 | 1 | 0 | 549.4427 | 0 | 0 |  |  |  | -360 | 360
157 | Line_158 | 1 | Line 115-139 | 115 | 139 | 100 | 60 | 500 | 345 | 0 | 0.1243 | 0 | 0 | 0 | 0 | 0 | 0 | 0 | 1 | 0 | 549.4427 | 0 | 0 |  |  |  | -360 | 360
158 | Line_159 | 1 | Line 116-117 | 116 | 117 | 100 | 60 | 220 | 230 | 0.0474 | 0.2631 | 0 | 0 | 0 | 0 | 0 | 0 | 0 | 1 | 0 | 2500 | 0 | 0 |  |  |  | -360 | 360
159 | Line_160 | 1 | Line 116-118 | 116 | 118 | 100 | 60 | 220 | 115 | 0.0117 | 0.0744 | 0 | 0 | 0 | 0 | 0 | 0 | 0 | 1 | 0 | 2500 | 0 | 0 |  |  |  | -360 | 360
160 | Line_161 | 1 | Line 116-120 | 116 | 120 | 100 | 60 | 220 | 220 | 0.2307 | 0.7041 | 0 | 0 | 0 | 0 | 0 | 0 | 0 | 1 | 0 | 2500 | 0 | 0 |  |  |  | -360 | 360
161 | Line_162 | 1 | Line 116-121 | 116 | 121 | 100 | 60 | 220 | 220 | 0.0951 | 0.4576 | 0 | 0 | 0 | 0 | 0 | 0 | 0 | 1 | 0 | 2500 | 0 | 0 |  |  |  | -360 | 360
162 | Line_163 | 1 | Line 116-122 | 116 | 122 | 100 | 60 | 220 | 220 | 0.0033 | 0.1287 | 0 | 0 | 0 | 0 | 0 | 0 | 0 | 1 | 0 | 2500 | 0 | 0 |  |  |  | -360 | 360
163 | Line_164 | 1 | Line 117-118 | 117 | 118 | 100 | 60 | 230 | 115 | 0.002 | 0.0199 | 0 | 0 | 0 | 0 | 0 | 0 | 0 | 1 | 0 | 2500 | 0 | 0 |  |  |  | -360 | 360
164 | Line_165 | 1 | Line 117-119 | 117 | 119 | 100 | 60 | 230 | 220 | 0.0017 | 0.0189 | 0 | 0 | 0 | 0 | 0 | 0 | 0 | 1 | 0 | 2500 | 0 | 0 |  |  |  | -360 | 360
165 | Line_166 | 1 | Line 117-120 | 117 | 120 | 100 | 60 | 230 | 220 | 0.0067 | 0.0797 | 0 | 0 | 0 | 0 | 0 | 0 | 0 | 1 | 0 | 2500 | 0 | 0 |  |  |  | -360 | 360
166 | Line_167 | 1 | Line 117-121 | 117 | 121 | 100 | 60 | 230 | 220 | 0.015 | 0.0869 | 0 | 0 | 0 | 0 | 0 | 0 | 0 | 1 | 0 | 2500 | 0 | 0 |  |  |  | -360 | 360
167 | Line_168 | 1 | Line 117-122 | 117 | 122 | 100 | 60 | 230 | 220 | 0.0383 | 0.0886 | 0 | 0 | 0 | 0 | 0 | 0 | 0 | 1 | 0 | 2500 | 0 | 0 |  |  |  | -360 | 360
168 | Line_169 | 1 | Line 118-120 | 118 | 120 | 100 | 60 | 115 | 220 | 0.005 | 0.0629 | 0 | 0 | 0 | 0 | 0 | 0 | 0 | 1 | 0 | 2500 | 0 | 0 |  |  |  | -360 | 360
169 | Line_170 | 1 | Line 118-121 | 118 | 121 | 100 | 60 | 115 | 220 | 0.1391 | 0.4798 | 0 | 0 | 0 | 0 | 0 | 0 | 0 | 1 | 0 | 2500 | 0 | 0 |  |  |  | -360 | 360
170 | Line_171 | 1 | Line 118-122 | 118 | 122 | 100 | 60 | 115 | 220 | 0.095 | 0.5071 | 0 | 0 | 0 | 0 | 0 | 0 | 0 | 1 | 0 | 2500 | 0 | 0 |  |  |  | -360 | 360
171 | Line_172 | 1 | Line 118-123 | 118 | 123 | 100 | 60 | 115 | 230 | 0.0014 | 0.0174 | 0 | 0 | 0 | 0 | 0 | 0 | 0 | 1 | 0 | 2500 | 0 | 0 |  |  |  | -360 | 360
172 | Line_173 | 1 | Line 119-120 | 119 | 120 | 100 | 60 | 220 | 220 | 0.1065 | 0.3498 | 0 | 0 | 0 | 0 | 0 | 0 | 0 | 1 | 0 | 2500 | 0 | 0 |  |  |  | -360 | 360
173 | Line_174 | 1 | Line 119-121 | 119 | 121 | 100 | 60 | 220 | 220 | 0.1636 | 0.5804 | 0 | 0 | 0 | 0 | 0 | 0 | 0 | 1 | 0 | 2500 | 0 | 0 |  |  |  | -360 | 360
174 | Line_175 | 1 | Line 121-122 | 121 | 122 | 100 | 60 | 220 | 220 | 0.125 | 0.4699 | 0 | 0 | 0 | 0 | 0 | 0 | 0 | 1 | 0 | 2500 | 0 | 0 |  |  |  | -360 | 360
175 | Line_176 | 1 | Line 122-135 | 122 | 135 | 100 | 60 | 220 | 500 | 0.0573 | 0.7581 | 0 | 0 | 0 | 0 | 0 | 0 | 0 | 1 | 0 | 549.4427 | 0 | 0 |  |  |  | -360 | 360
176 | Line_177 | 1 | Line 122-139 | 122 | 139 | 100 | 60 | 220 | 345 | 0 | 0.1532 | 0 | 0 | 0 | 0 | 0 | 0 | 0 | 1 | 0 | 549.4427 | 0 | 0 |  |  |  | -360 | 360
177 | Line_178 | 1 | Line 124-125 | 124 | 125 | 100 | 60 | 230 | 230 | 0.0025 | 0.073 | 0 | 0 | 0 | 0 | 0 | 0 | 0 | 1 | 0 | 2500 | 0 | 0 |  |  |  | -360 | 360
178 | Line_179 | 1 | Line 124-126 | 124 | 126 | 100 | 60 | 230 | 230 | 0 | 0.0839 | 0 | 0 | 0 | 0 | 0 | 0 | 0 | 1 | 0 | 2500 | 0 | 0 |  |  |  | -360 | 360
179 | Line_180 | 1 | Line 124-127 | 124 | 127 | 100 | 60 | 230 | 500 | 0.0004 | 0.0105 | 0.72 | 0 | 0 | 0 | 0 | 0 | 0 | 1 | 0 | 2500 | 0 | 0 |  |  |  | -360 | 360
180 | Line_181 | 1 | Line 124-128 | 124 | 128 | 100 | 60 | 230 | 500 | 0.0005 | 0.0117 | 0.84 | 0 | 0 | 0 | 0 | 0 | 0 | 1 | 0 | 2500 | 0 | 0 |  |  |  | -360 | 360
181 | Line_182 | 1 | Line 125-126 | 125 | 126 | 100 | 60 | 230 | 230 | 0 | 0.0411 | 0 | 0 | 0 | 0 | 0 | 0 | 0 | 1 | 0 | 2500 | 0 | 0 |  |  |  | -360 | 360
182 | Line_183 | 1 | Line 125-128 | 125 | 128 | 100 | 60 | 230 | 500 | 0.0049 | 0.2634 | 0 | 0 | 0 | 0 | 0 | 0 | 0 | 1 | 0 | 2500 | 0 | 0 |  |  |  | -360 | 360
183 | Line_184 | 1 | Line 126-127 | 126 | 127 | 100 | 60 | 230 | 500 | 0 | 0.2532 | 0 | 0 | 0 | 0 | 0 | 0 | 0 | 1 | 0 | 2500 | 0 | 0 |  |  |  | -360 | 360
184 | Line_185 | 1 | Line 126-128 | 126 | 128 | 100 | 60 | 230 | 500 | 0 | 0.2741 | 0 | 0 | 0 | 0 | 0 | 0 | 0 | 1 | 0 | 2500 | 0 | 0 |  |  |  | -360 | 360
185 | Line_186 | 1 | Line 126-138 | 126 | 138 | 100 | 60 | 230 | 230 | 0 | 0.6805 | 0 | 0 | 0 | 0 | 0 | 0 | 0 | 1 | 0 | 2500 | 0 | 0 |  |  |  | -360 | 360
186 | Line_187 | 1 | Line 127-128 | 127 | 128 | 100 | 60 | 500 | 500 | 0 | 0.1339 | 0 | 0 | 0 | 0 | 0 | 0 | 0 | 1 | 0 | 773.9708 | 0 | 0 |  |  |  | -360 | 360
187 | Line_188 | 1 | Line 127-132 | 127 | 132 | 100 | 60 | 500 | 500 | 0.0009 | 0.0221 | 1.62 | 0 | 0 | 0 | 0 | 0 | 0 | 1 | 0 | 2500 | 0 | 0 |  |  |  | -360 | 360
188 | Line_189 | 1 | Line 128-129 | 128 | 129 | 100 | 60 | 500 | 500 | 0 | 0.1381 | 0 | 0 | 0 | 0 | 0 | 0 | 0 | 1 | 0 | 773.9708 | 0 | 0 |  |  |  | -360 | 360
189 | Line_190 | 1 | Line 128-130 | 128 | 130 | 100 | 60 | 500 | 500 | 0.0007 | 0.0175 | 1.26 | 0 | 0 | 0 | 0 | 0 | 0 | 1 | 0 | 773.9708 | 0 | 0 |  |  |  | -360 | 360
190 | Line_191 | 1 | Line 129-130 | 129 | 130 | 100 | 60 | 500 | 500 | 0.0004 | 0.0085 | 0.6 | 0 | 0 | 0 | 0 | 0 | 0 | 1 | 0 | 2500 | 0 | 0 |  |  |  | -360 | 360
191 | Line_192 | 1 | Line 130-131 | 130 | 131 | 100 | 60 | 500 | 500 | 0.0002 | 0.0038 | 0.54 | 0 | 0 | 0 | 0 | 0 | 0 | 1 | 0 | 2500 | 0 | 0 |  |  |  | -360 | 360
192 | Line_193 | 1 | Line 130-132 | 130 | 132 | 100 | 60 | 500 | 500 | 0.0007 | 0.0173 | 1.25 | 0 | 0 | 0 | 0 | 0 | 0 | 1 | 0 | 2500 | 0 | 0 |  |  |  | -360 | 360
193 | Line_194 | 1 | Line 131-133 | 131 | 133 | 100 | 60 | 500 | 500 | 0.002 | 0.039 | 2.77 | 0 | 0 | 0 | 0 | 0 | 0 | 1 | 0 | 2500 | 0 | 0 |  |  |  | -360 | 360
194 | Line_195 | 1 | Line 131-135 | 131 | 135 | 100 | 60 | 500 | 500 | 0.0057 | 0.0699 | 0 | 0 | 0 | 0 | 0 | 0 | 0 | 1 | 0 | 2500 | 0 | 0 |  |  |  | -360 | 360
195 | Line_196 | 1 | Line 131-139 | 131 | 139 | 100 | 60 | 500 | 345 | 0.0059 | 0.1052 | 0 | 0 | 0 | 0 | 0 | 0 | 0 | 1 | 0 | 2500 | 0 | 0 |  |  |  | -360 | 360
196 | Line_197 | 1 | Line 132-133 | 132 | 133 | 100 | 60 | 500 | 500 | 0.0012 | 0.0293 | 2.09 | 0 | 0 | 0 | 0 | 0 | 0 | 1 | 0 | 2500 | 0 | 0 |  |  |  | -360 | 360
197 | Line_198 | 1 | Line 132-134 | 132 | 134 | 100 | 60 | 500 | 230 | 0.00235 | 0.04388 | 0 | 0 | 0 | 0 | 0 | 0 | 0 | 1 | 0 | 2500 | 0 | 0 |  |  |  | -360 | 360
198 | Line_199 | 1 | Line 132-135 | 132 | 135 | 100 | 60 | 500 | 500 | 0.0012 | 0.0288 | 2.06 | 0 | 0 | 0 | 0 | 0 | 0 | 1 | 0 | 2500 | 0 | 0 |  |  |  | -360 | 360
199 | Line_200 | 1 | Line 132-138 | 132 | 138 | 100 | 60 | 500 | 230 | 0.0331 | 0.4224 | 0 | 0 | 0 | 0 | 0 | 0 | 0 | 1 | 0 | 2500 | 0 | 0 |  |  |  | -360 | 360
200 | Line_201 | 1 | Line 133-135 | 133 | 135 | 100 | 60 | 500 | 500 | 0.0003 | 0.0063 | 0.45 | 0 | 0 | 0 | 0 | 0 | 0 | 1 | 0 | 2500 | 0 | 0 |  |  |  | -360 | 360
201 | Line_202 | 1 | Line 134-135 | 134 | 135 | 100 | 60 | 230 | 500 | 0.0046 | 0.0625 | 0 | 0 | 0 | 0 | 0 | 0 | 0 | 1 | 0 | 2500 | 0 | 0 |  |  |  | -360 | 360
202 | Line_203 | 1 | Line 134-136 | 134 | 136 | 100 | 60 | 230 | 345 | 0.0046 | 0.0782 | 0.79 | 0 | 0 | 0 | 0 | 0 | 0 | 1 | 0 | 2500 | 0 | 0 |  |  |  | -360 | 360
203 | Line_204 | 1 | Line 135-139 | 135 | 139 | 100 | 60 | 500 | 345 | 0.0177 | 0.0661 | 0 | 0 | 0 | 0 | 0 | 0 | 0 | 1 | 0 | 2500 | 0 | 0 |  |  |  | -360 | 360
204 | Line_205 | 1 | Line 136-139 | 136 | 139 | 100 | 60 | 345 | 345 | 0 | 0.2054 | 0 | 0 | 0 | 0 | 0 | 0 | 0 | 1 | 0 | 2500 | 0 | 0 |  |  |  | -360 | 360
205 | Line_206 | 1 | Line 137-138 | 137 | 138 | 100 | 60 | 230 | 230 | 0.2553 | 0.718 | 0 | 0 | 0 | 0 | 0 | 0 | 0 | 1 | 0 | 2500 | 0 | 0 |  |  |  | -360 | 360
206 | Line_207 | 1 | Line 1-21 | 1 | 21 | 100 | 60 | 345 | 24 | 0 | 0.02 | 0 | 0 | 0 | 0 | 0 | 0 | 0 | 1 | 0 | 2500 | 0 | 0 |  |  |  | -360 | 360
207 | Line_208 | 1 | Line 3-2 | 3 | 2 | 100 | 60 | 115 | 345 | 0.0016 | 0.0435 | 0 | 0 | 0 | 0 | 0 | 0 | 0 | 1 | 0 | 2500 | 0 | 0 |  |  |  | -360 | 360
208 | Line_209 | 1 | Line 3-4 | 3 | 4 | 100 | 60 | 115 | 345 | 0.0016 | 0.0435 | 0 | 0 | 0 | 0 | 0 | 0 | 0 | 1 | 0 | 2500 | 0 | 0 |  |  |  | -360 | 360
209 | Line_210 | 1 | Line 10-11 | 10 | 11 | 100 | 60 | 115 | 115 | 0.0007 | 0.0138 | 0 | 0 | 0 | 0 | 0 | 0 | 0 | 1 | 0 | 2500 | 0 | 0 |  |  |  | -360 | 360
210 | Line_211 | 1 | Line 10-22 | 10 | 22 | 100 | 60 | 115 | 18 | 0.0007 | 0.0142 | 0 | 0 | 0 | 0 | 0 | 0 | 0 | 1 | 0 | 2500 | 0 | 0 |  |  |  | -360 | 360
211 | Line_212 | 1 | Line 11-23 | 11 | 23 | 100 | 60 | 115 | 20 | 0.0009 | 0.018 | 0 | 0 | 0 | 0 | 0 | 0 | 0 | 1 | 0 | 2500 | 0 | 0 |  |  |  | -360 | 360
212 | Line_213 | 1 | Line 13-24 | 13 | 24 | 100 | 60 | 345 | 22.8 | 0 | 0.0143 | 0 | 0 | 0 | 0 | 0 | 0 | 0 | 1 | 0 | 2500 | 0 | 0 |  |  |  | -360 | 360
213 | Line_214 | 1 | Line 14-25 | 14 | 25 | 100 | 60 | 345 | 20 | 0.0005 | 0.0272 | 0 | 0 | 0 | 0 | 0 | 0 | 0 | 1 | 0 | 2500 | 0 | 0 |  |  |  | -360 | 360
214 | Line_215 | 1 | Line 16-27 | 16 | 27 | 100 | 60 | 345 | 22 | 0.0006 | 0.0232 | 0 | 0 | 0 | 0 | 0 | 0 | 0 | 1 | 0 | 2500 | 0 | 0 |  |  |  | -360 | 360
215 | Line_216 | 1 | Line 20-26 | 20 | 26 | 100 | 60 | 345 | 20 | 0.0008 | 0.0156 | 0 | 0 | 0 | 0 | 0 | 0 | 0 | 1 | 0 | 2500 | 0 | 0 |  |  |  | -360 | 360
216 | Line_217 | 1 | Line 28-29 | 28 | 29 | 100 | 60 | 13.8 | 345 | 0 | 0.0181 | 0 | 0 | 0 | 0 | 0 | 0 | 0 | 1 | 0 | 2500 | 0 | 0 |  |  |  | -360 | 360
217 | Line_218 | 1 | Line 33-36 | 33 | 36 | 100 | 60 | 345 | 345 | 0 | 0.025 | 0 | 0 | 0 | 0 | 0 | 0 | 0 | 1 | 0 | 2500 | 0 | 0 |  |  |  | -360 | 360
218 | Line_219 | 1 | Line 40-41 | 40 | 41 | 100 | 60 | 230 | 115 | 0 | 0.0161 | 0 | 0 | 0 | 0 | 0 | 0 | 0 | 1 | 0 | 2500 | 0 | 0 |  |  |  | -360 | 360
219 | Line_220 | 1 | Line 49-48 | 49 | 48 | 100 | 60 | 115 | 230 | 0.0156 | 0.1536 | 0 | 0 | 0 | 0 | 0 | 0 | 0 | 1 | 0 | 2500 | 0 | 0 |  |  |  | -360 | 360
220 | Line_221 | 1 | Line 48-100 | 48 | 100 | 100 | 60 | 230 | 220 | 0.001 | 0.1595 | 0 | 0 | 0 | 0 | 0 | 0 | 0 | 1 | 0 | 2500 | 0 | 0 |  |  |  | -360 | 360
221 | Line_222 | 1 | Line 54-52 | 54 | 52 | 100 | 60 | 230 | 345 | 0.002 | 0.0233 | 0 | 0 | 0 | 0 | 0 | 0 | 0 | 1 | 0 | 789.9418 | 0 | 0 |  |  |  | -360 | 360
222 | Line_223 | 1 | Line 54-55 | 54 | 55 | 100 | 60 | 230 | 230 | 0 | 0.013 | 0 | 0 | 0 | 0 | 0 | 0 | 0 | 1 | 0 | 2500 | 0 | 0 |  |  |  | -360 | 360
223 | Line_224 | 1 | Line 56-57 | 56 | 57 | 100 | 60 | 230 | 115 | 0 | 0.142 | 0 | 0 | 0 | 0 | 0 | 0 | 0 | 1 | 0 | 2500 | 0 | 0 |  |  |  | -360 | 360
224 | Line_225 | 1 | Line 58-59 | 58 | 59 | 100 | 60 | 230 | 115 | 0 | 0.0093 | 0 | 0 | 0 | 0 | 0 | 0 | 0 | 1 | 0 | 2500 | 0 | 0 |  |  |  | -360 | 360
225 | Line_226 | 1 | Line 60-61 | 60 | 61 | 100 | 60 | 230 | 115 | 0 | 0.064 | 0 | 0 | 0 | 0 | 0 | 0 | 0 | 1 | 0 | 2500 | 0 | 0 |  |  |  | -360 | 360
226 | Line_227 | 1 | Line 75-76 | 75 | 76 | 100 | 60 | 138 | 345 | 0.0001 | 0.0074 | 0 | 0 | 0 | 0 | 0 | 0 | 0 | 1 | 0 | 2500 | 0 | 0 |  |  |  | -360 | 360
227 | Line_228 | 1 | Line 84-83 | 84 | 83 | 100 | 60 | 118.1 | 220 | 0.0052 | 0.0174 | 0 | 0 | 0 | 0 | 0 | 0 | 0 | 1 | 0 | 2500 | 0 | 0 |  |  |  | -360 | 360
228 | Line_229 | 1 | Line 85-86 | 85 | 86 | 100 | 60 | 220 | 24 | 0 | 0.0057 | 0 | 0 | 0 | 0 | 0 | 0 | 0 | 1 | 0 | 2500 | 0 | 0 |  |  |  | -360 | 360
229 | Line_230 | 1 | Line 87-85 | 87 | 85 | 100 | 60 | 220 | 220 | 0.0002 | 0.0246 | 0 | 0 | 0 | 0 | 0 | 0 | 0 | 1 | 0 | 2500 | 0 | 0 |  |  |  | -360 | 360
230 | Line_231 | 1 | Line 101-102 | 101 | 102 | 100 | 60 | 220 | 220 | 0.0007 | 0.0211 | 0 | 0 | 0 | 0 | 0 | 0 | 0 | 1 | 0 | 2500 | 0 | 0 |  |  |  | -360 | 360
231 | Line_232 | 1 | Line 101-103 | 101 | 103 | 100 | 60 | 220 | 220 | 0.0006 | 0.0151 | 0 | 0 | 0 | 0 | 0 | 0 | 0 | 1 | 0 | 2500 | 0 | 0 |  |  |  | -360 | 360
232 | Line_233 | 1 | Line 137-136 | 137 | 136 | 100 | 60 | 230 | 345 | 0.0008 | 0.0239 | 0 | 0 | 0 | 0 | 0 | 0 | 0 | 1 | 0 | 2500 | 0 | 0 |  |  |  | -360 | 360

## Region
uid | idx | u | name
0 | ZONE_1 | 1 | ZONE_1
1 | ZONE_2 | 1 | ZONE_2

## GCost
uid | idx | u | name | gen | type | csu | csd | c2 | c1 | c0
0 | GCost_1 | 1 | GCost_1 | PV_1 | 2 | 0 | 0 | 0 | 214 | 5669013.42
1 | GCost_2 | 1 | GCost_2 | PV_2 | 2 | 0 | 0 | 0 | 2675.1183 | 288287.785
2 | GCost_3 | 1 | GCost_3 | PV_3 | 2 | 0 | 0 | 0 | 2935.5265 | 245124.287
3 | GCost_4 | 1 | GCost_4 | PV_4 | 2 | 0 | 0 | 0 | 2660.8681 | 131809.432
4 | GCost_5 | 1 | GCost_5 | PV_5 | 2 | 0 | 0 | 0 | 2766.5934 | 538566.507
5 | GCost_6 | 1 | GCost_6 | PV_6 | 2 | 0 | 0 | 0 | 2874.5995 | 279581.107
6 | GCost_7 | 1 | GCost_7 | PV_7 | 2 | 0 | 0 | 0 | 1826.8961 | 172679.089
7 | GCost_8 | 1 | GCost_8 | PV_8 | 2 | 0 | 0 | 0 | 897.9443 | 943887.12
8 | GCost_9 | 1 | GCost_9 | PV_9 | 2 | 0 | 0 | 0 | 2652.9977 | 364309.984
9 | GCost_10 | 1 | GCost_10 | PV_10 | 2 | 0 | 0 | 0 | 2608.3352 | 431996.344
10 | GCost_11 | 1 | GCost_11 | PV_11 | 2 | 0 | 0 | 0 | 0 | 497459.732
11 | GCost_12 | 1 | GCost_12 | PV_12 | 2 | 0 | 0 | 0 | 0 | 24260.274
12 | GCost_13 | 1 | GCost_13 | PV_13 | 2 | 0 | 0 | 0 | 214 | 4796747.63
13 | GCost_14 | 1 | GCost_14 | PV_14 | 2 | 0 | 0 | 0 | 2540.3934 | 515395.508
14 | GCost_15 | 1 | GCost_15 | PV_15 | 2 | 0 | 0 | 0 | 214 | 1942598.5
15 | GCost_16 | 1 | GCost_16 | PV_16 | 2 | 0 | 0 | 0 | 0 | 0
16 | GCost_17 | 1 | GCost_17 | PV_17 | 2 | 0 | 0 | 0 | 0 | 0
17 | GCost_18 | 1 | GCost_18 | PV_18 | 2 | 0 | 0 | 0 | 0 | 0
18 | GCost_19 | 1 | GCost_19 | PV_19 | 2 | 0 | 0 | 0 | 0 | 837883.562
19 | GCost_20 | 1 | GCost_20 | PV_20 | 2 | 0 | 0 | 0 | 0 | 33191.7808
20 | GCost_21 | 1 | GCost_21 | PV_21 | 2 | 0 | 0 | 0 | 2503.4585 | 306953.459
21 | GCost_22 | 1 | GCost_22 | PV_22 | 2 | 0 | 0 | 0 | 2631.1592 | 391231.45
22 | GCost_23 | 1 | GCost_23 | PV_23 | 2 | 0 | 0 | 0 | 8460.5987 | 0
23 | GCost_24 | 1 | GCost_24 | PV_24 | 2 | 0 | 0 | 0 | 2650.4175 | 634861.943
24 | GCost_25 | 1 | GCost_25 | PV_25 | 2 | 0 | 0 | 0 | 214 | 2313090.05
25 | GCost_26 | 1 | GCost_26 | PV_26 | 2 | 0 | 0 | 0 | 2607.1128 | 154449.986
26 | GCost_27 | 1 | GCost_27 | PV_27 | 2 | 0 | 0 | 0 | 2931.2622 | 726603.584
27 | GCost_28 | 1 | GCost_28 | PV_28 | 2 | 0 | 0 | 0 | 2660.2314 | 259766.301
28 | GCost_29 | 1 | GCost_29 | PV_29 | 2 | 0 | 0 | 0 | 3384.9908 | 494589.108
29 | GCost_30 | 1 | GCost_30 | PV_30 | 2 | 0 | 0 | 0 | 2764.1193 | 308331.64
30 | GCost_31 | 1 | GCost_31 | PV_31 | 2 | 0 | 0 | 0 | 0 | 0
31 | GCost_32 | 1 | GCost_32 | PV_32 | 2 | 0 | 0 | 0 | 0 | 0
32 | GCost_33 | 1 | GCost_33 | PV_33 | 2 | 0 | 0 | 0 | 0 | 0
33 | GCost_34 | 1 | GCost_34 | PV_34 | 2 | 0 | 0 | 0 | 0 | 0
34 | GCost_35 | 1 | GCost_35 | PV_35 | 2 | 0 | 0 | 0 | 0 | 286054.68
35 | GCost_36 | 1 | GCost_36 | PV_36 | 2 | 0 | 0 | 0 | 0 | 0
36 | GCost_37 | 1 | GCost_37 | PV_37 | 2 | 0 | 0 | 0 | 2668.6903 | 568836.301
37 | GCost_38 | 1 | GCost_38 | PV_38 | 2 | 0 | 0 | 0 | 2581.2028 | 652458.847
38 | GCost_39 | 1 | GCost_39 | PV_39 | 2 | 0 | 0 | 0 | 214 | 5714455.24
39 | GCost_40 | 1 | GCost_40 | PV_40 | 2 | 0 | 0 | 0 | 1443.5441 | 1814134.14
40 | GCost_41 | 1 | GCost_41 | PV_41 | 2 | 0 | 0 | 0 | 3942.6396 | 1188300.15
41 | GCost_42 | 1 | GCost_42 | PV_42 | 2 | 0 | 0 | 0 | 1700.8009 | 3709371.37
42 | GCost_43 | 1 | GCost_43 | PV_43 | 2 | 0 | 0 | 0 | 214 | 7739000.45
43 | GCost_44 | 1 | GCost_44 | PV_44 | 2 | 0 | 0 | 0 | 971.2622 | 3284014.6
44 | GCost_45 | 1 | GCost_45 | PV_45 | 2 | 0 | 0 | 0 | 723.0686 | 3652882.69
45 | GCost_46 | 1 | GCost_46 | PV_46 | 2 | 0 | 0 | 0 | 2211.0251 | 1372747.16
46 | GCost_47 | 1 | GCost_47 | PV_47 | 2 | 0 | 0 | 0 | 2513.9279 | 649159.675
47 | GCost_48 | 1 | GCost_48 | Slack_48 | 2 | 0 | 0 | 0 | 1963.2447 | 3583898.32

## EDTSlot
uid | idx | name | sd | ug
0 | EDT1 | EDT1 | 0.641, 0 | 1, 1, 1, 1, 1, 1, 1, 1, 1, 1, 1, 1, 1, 1, 1, 1, 1, 1, 1, 1, 1, 1, 1, 1, 1, 1, 1, 1, 1, 1, 1, 1, 1, 1, 1, 1, 1, 1, 1, 1, 1, 1, 1, 1, 1, 1, 1, 1
1 | EDT2 | EDT2 | 0.634, 0 | 1, 1, 1, 1, 1, 1, 1, 1, 1, 1, 1, 1, 1, 1, 1, 1, 1, 1, 1, 1, 1, 1, 1, 1, 1, 1, 1, 1, 1, 1, 1, 1, 1, 1, 1, 1, 1, 1, 1, 1, 1, 1, 1, 1, 1, 1, 1, 1
2 | EDT3 | EDT3 | 0.623, 0 | 1, 1, 1, 1, 1, 1, 1, 1, 1, 1, 1, 1, 1, 1, 1, 1, 1, 1, 1, 1, 1, 1, 1, 1, 1, 1, 1, 1, 1, 1, 1, 1, 1, 1, 1, 1, 1, 1, 1, 1, 1, 1, 1, 1, 1, 1, 1, 1
3 | EDT4 | EDT4 | 0.615, 0 | 1, 1, 1, 1, 1, 1, 1, 1, 1, 1, 1, 1, 1, 1, 1, 1, 1, 1, 1, 1, 1, 1, 1, 1, 1, 1, 1, 1, 1, 1, 1, 1, 1, 1, 1, 1, 1, 1, 1, 1, 1, 1, 1, 1, 1, 1, 1, 1
4 | EDT5 | EDT5 | 0.62, 0 | 1, 1, 1, 1, 1, 1, 1, 1, 1, 1, 1, 1, 1, 1, 1, 1, 1, 1, 1, 1, 1, 1, 1, 1, 1, 1, 1, 1, 1, 1, 1, 1, 1, 1, 1, 1, 1, 1, 1, 1, 1, 1, 1, 1, 1, 1, 1, 1
5 | EDT6 | EDT6 | 0.62, 0 | 1, 1, 1, 1, 1, 1, 1, 1, 1, 1, 1, 1, 1, 1, 1, 1, 1, 1, 1, 1, 1, 1, 1, 1, 1, 1, 1, 1, 1, 1, 1, 1, 1, 1, 1, 1, 1, 1, 1, 1, 1, 1, 1, 1, 1, 1, 1, 1
6 | EDT7 | EDT7 | 0.665, 0 | 1, 1, 1, 1, 1, 1, 1, 1, 1, 1, 1, 1, 1, 1, 1, 1, 1, 1, 1, 1, 1, 1, 1, 1, 1, 1, 1, 1, 1, 1, 1, 1, 1, 1, 1, 1, 1, 1, 1, 1, 1, 1, 1, 1, 1, 1, 1, 1
7 | EDT8 | EDT8 | 0.713, 0 | 1, 1, 1, 1, 1, 1, 1, 1, 1, 1, 1, 1, 1, 1, 1, 1, 1, 1, 1, 1, 1, 1, 1, 1, 1, 1, 1, 1, 1, 1, 1, 1, 1, 1, 1, 1, 1, 1, 1, 1, 1, 1, 1, 1, 1, 1, 1, 1
8 | EDT9 | EDT9 | 0.728, 0 | 1, 1, 1, 1, 1, 1, 1, 1, 1, 1, 1, 1, 1, 1, 1, 1, 1, 1, 1, 1, 1, 1, 1, 1, 1, 1, 1, 1, 1, 1, 1, 1, 1, 1, 1, 1, 1, 1, 1, 1, 1, 1, 1, 1, 1, 1, 1, 1
9 | EDT10 | EDT10 | 0.746, 0 | 1, 1, 1, 1, 1, 1, 1, 1, 1, 1, 1, 1, 1, 1, 1, 1, 1, 1, 1, 1, 1, 1, 1, 1, 1, 1, 1, 1, 1, 1, 1, 1, 1, 1, 1, 1, 1, 1, 1, 1, 1, 1, 1, 1, 1, 1, 1, 1
10 | EDT11 | EDT11 | 0.776, 0 | 1, 1, 1, 1, 1, 1, 1, 1, 1, 1, 1, 1, 1, 1, 1, 1, 1, 1, 1, 1, 1, 1, 1, 1, 1, 1, 1, 1, 1, 1, 1, 1, 1, 1, 1, 1, 1, 1, 1, 1, 1, 1, 1, 1, 1, 1, 1, 1
11 | EDT12 | EDT12 | 0.808, 0 | 1, 1, 1, 1, 1, 1, 1, 1, 1, 1, 1, 1, 1, 1, 1, 1, 1, 1, 1, 1, 1, 1, 1, 1, 1, 1, 1, 1, 1, 1, 1, 1, 1, 1, 1, 1, 1, 1, 1, 1, 1, 1, 1, 1, 1, 1, 1, 1
12 | EDT13 | EDT13 | 0.835, 0 | 1, 1, 1, 1, 1, 1, 1, 1, 1, 1, 1, 1, 1, 1, 1, 1, 1, 1, 1, 1, 1, 1, 1, 1, 1, 1, 1, 1, 1, 1, 1, 1, 1, 1, 1, 1, 1, 1, 1, 1, 1, 1, 1, 1, 1, 1, 1, 1
13 | EDT14 | EDT14 | 0.86, 0 | 1, 1, 1, 1, 1, 1, 1, 1, 1, 1, 1, 1, 1, 1, 1, 1, 1, 1, 1, 1, 1, 1, 1, 1, 1, 1, 1, 1, 1, 1, 1, 1, 1, 1, 1, 1, 1, 1, 1, 1, 1, 1, 1, 1, 1, 1, 1, 1
14 | EDT15 | EDT15 | 0.879, 0 | 1, 1, 1, 1, 1, 1, 1, 1, 1, 1, 1, 1, 1, 1, 1, 1, 1, 1, 1, 1, 1, 1, 1, 1, 1, 1, 1, 1, 1, 1, 1, 1, 1, 1, 1, 1, 1, 1, 1, 1, 1, 1, 1, 1, 1, 1, 1, 1
15 | EDT16 | EDT16 | 0.922, 0 | 1, 1, 1, 1, 1, 1, 1, 1, 1, 1, 1, 1, 1, 1, 1, 1, 1, 1, 1, 1, 1, 1, 1, 1, 1, 1, 1, 1, 1, 1, 1, 1, 1, 1, 1, 1, 1, 1, 1, 1, 1, 1, 1, 1, 1, 1, 1, 1
16 | EDT17 | EDT17 | 0.954, 0 | 1, 1, 1, 1, 1, 1, 1, 1, 1, 1, 1, 1, 1, 1, 1, 1, 1, 1, 1, 1, 1, 1, 1, 1, 1, 1, 1, 1, 1, 1, 1, 1, 1, 1, 1, 1, 1, 1, 1, 1, 1, 1, 1, 1, 1, 1, 1, 1
17 | EDT18 | EDT18 | 0.996, 0 | 1, 1, 1, 1, 1, 1, 1, 1, 1, 1, 1, 1, 1, 1, 1, 1, 1, 1, 1, 1, 1, 1, 1, 1, 1, 1, 1, 1, 1, 1, 1, 1, 1, 1, 1, 1, 1, 1, 1, 1, 1, 1, 1, 1, 1, 1, 1, 1
18 | EDT19 | EDT19 | 1, 0 | 1, 1, 1, 1, 1, 1, 1, 1, 1, 1, 1, 1, 1, 1, 1, 1, 1, 1, 1, 1, 1, 1, 1, 1, 1, 1, 1, 1, 1, 1, 1, 1, 1, 1, 1, 1, 1, 1, 1, 1, 1, 1, 1, 1, 1, 1, 1, 1
19 | EDT20 | EDT20 | 0.986, 0 | 1, 1, 1, 1, 1, 1, 1, 1, 1, 1, 1, 1, 1, 1, 1, 1, 1, 1, 1, 1, 1, 1, 1, 1, 1, 1, 1, 1, 1, 1, 1, 1, 1, 1, 1, 1, 1, 1, 1, 1, 1, 1, 1, 1, 1, 1, 1, 1
20 | EDT21 | EDT21 | 0.949, 0 | 1, 1, 1, 1, 1, 1, 1, 1, 1, 1, 1, 1, 1, 1, 1, 1, 1, 1, 1, 1, 1, 1, 1, 1, 1, 1, 1, 1, 1, 1, 1, 1, 1, 1, 1, 1, 1, 1, 1, 1, 1, 1, 1, 1, 1, 1, 1, 1
21 | EDT22 | EDT22 | 0.901, 0 | 1, 1, 1, 1, 1, 1, 1, 1, 1, 1, 1, 1, 1, 1, 1, 1, 1, 1, 1, 1, 1, 1, 1, 1, 1, 1, 1, 1, 1, 1, 1, 1, 1, 1, 1, 1, 1, 1, 1, 1, 1, 1, 1, 1, 1, 1, 1, 1
22 | EDT23 | EDT23 | 0.823, 0 | 1, 1, 1, 1, 1, 1, 1, 1, 1, 1, 1, 1, 1, 1, 1, 1, 1, 1, 1, 1, 1, 1, 1, 1, 1, 1, 1, 1, 1, 1, 1, 1, 1, 1, 1, 1, 1, 1, 1, 1, 1, 1, 1, 1, 1, 1, 1, 1
23 | EDT24 | EDT24 | 0.737, 0 | 1, 1, 1, 1, 1, 1, 1, 1, 1, 1, 1, 1, 1, 1, 1, 1, 1, 1, 1, 1, 1, 1, 1, 1, 1, 1, 1, 1, 1, 1, 1, 1, 1, 1, 1, 1, 1, 1, 1, 1, 1, 1, 1, 1, 1, 1, 1, 1

## UCTSlot
uid | idx | name | sd
0 | UCT1 | UCT1 | 0.641, 0
1 | UCT2 | UCT2 | 0.634, 0
2 | UCT3 | UCT3 | 0.623, 0
3 | UCT4 | UCT4 | 0.615, 0
4 | UCT5 | UCT5 | 0.62, 0
5 | UCT6 | UCT6 | 0.62, 0
6 | UCT7 | UCT7 | 0.665, 0
7 | UCT8 | UCT8 | 0.713, 0
8 | UCT9 | UCT9 | 0.728, 0
9 | UCT10 | UCT10 | 0.746, 0
10 | UCT11 | UCT11 | 0.776, 0
11 | UCT12 | UCT12 | 0.808, 0
12 | UCT13 | UCT13 | 0.835, 0
13 | UCT14 | UCT14 | 0.86, 0
14 | UCT15 | UCT15 | 0.879, 0
15 | UCT16 | UCT16 | 0.922, 0
16 | UCT17 | UCT17 | 0.954, 0
17 | UCT18 | UCT18 | 0.996, 0
18 | UCT19 | UCT19 | 1, 0
19 | UCT20 | UCT20 | 0.986, 0
20 | UCT21 | UCT21 | 0.949, 0
21 | UCT22 | UCT22 | 0.901, 0
22 | UCT23 | UCT23 | 0.823, 0
23 | UCT24 | UCT24 | 0.737, 0

## SFR
uid | idx | u | name | du | dd | zone
0 | SFR1 | 1 | SFR1 | 0.02 | 0.02 | ZONE_1
1 | SFR2 | 1 | SFR2 | 0.02 | 0.02 | ZONE_2

## SFRCost
uid | idx | gen | cru | crd
0 | SFRC_1 | PV_1 | 0 | 0
1 | SFRC_2 | PV_2 | 0 | 0
2 | SFRC_3 | PV_3 | 0 | 0
3 | SFRC_4 | PV_4 | 0 | 0
4 | SFRC_5 | PV_5 | 0 | 0
5 | SFRC_6 | PV_6 | 0 | 0
6 | SFRC_7 | PV_7 | 0 | 0
7 | SFRC_8 | PV_8 | 0 | 0
8 | SFRC_9 | PV_9 | 0 | 0
9 | SFRC_10 | PV_10 | 0 | 0
10 | SFRC_11 | PV_11 | 0 | 0
11 | SFRC_12 | PV_12 | 0 | 0
12 | SFRC_13 | PV_13 | 0 | 0
13 | SFRC_14 | PV_14 | 0 | 0
14 | SFRC_15 | PV_15 | 0 | 0
15 | SFRC_16 | PV_16 | 0 | 0
16 | SFRC_17 | PV_17 | 0 | 0
17 | SFRC_18 | PV_18 | 0 | 0
18 | SFRC_19 | PV_19 | 0 | 0
19 | SFRC_20 | PV_20 | 0 | 0
20 | SFRC_21 | PV_21 | 0 | 0
21 | SFRC_22 | PV_22 | 0 | 0
22 | SFRC_23 | PV_23 | 0 | 0
23 | SFRC_24 | PV_24 | 0 | 0
24 | SFRC_25 | PV_25 | 0 | 0
25 | SFRC_26 | PV_26 | 0 | 0
26 | SFRC_27 | PV_27 | 0 | 0
27 | SFRC_28 | PV_28 | 0 | 0
28 | SFRC_29 | PV_29 | 0 | 0
29 | SFRC_30 | PV_30 | 0 | 0
30 | SFRC_31 | PV_31 | 0 | 0
31 | SFRC_32 | PV_32 | 0 | 0
32 | SFRC_33 | PV_33 | 0 | 0
33 | SFRC_34 | PV_34 | 0 | 0
34 | SFRC_35 | PV_35 | 0 | 0
35 | SFRC_36 | PV_36 | 0 | 0
36 | SFRC_37 | PV_37 | 0 | 0
37 | SFRC_38 | PV_38 | 0 | 0
38 | SFRC_39 | PV_39 | 0 | 0
39 | SFRC_40 | PV_40 | 0 | 0
40 | SFRC_41 | PV_41 | 0 | 0
41 | SFRC_42 | PV_42 | 0 | 0
42 | SFRC_43 | PV_43 | 0 | 0
43 | SFRC_44 | PV_44 | 0 | 0
44 | SFRC_45 | PV_45 | 0 | 0
45 | SFRC_46 | PV_46 | 0 | 0
46 | SFRC_47 | PV_47 | 0 | 0
47 | SFRC_48 | Slack_48 | 0 | 0

## SR
uid | idx | u | name | demand | zone
0 | SR1 | 1 | SR1 | 0.03 | ZONE_1
1 | SR2 | 1 | SR2 | 0.03 | ZONE_2

## SRCost
uid | idx | gen | csr
0 | SRC_1 | PV_1 | 0.1
1 | SRC_2 | PV_2 | 0.1
2 | SRC_3 | PV_3 | 0.1
3 | SRC_4 | PV_4 | 0.1
4 | SRC_5 | PV_5 | 0.1
5 | SRC_6 | PV_6 | 0.1
6 | SRC_7 | PV_7 | 0.1
7 | SRC_8 | PV_8 | 0.1
8 | SRC_9 | PV_9 | 0.1
9 | SRC_10 | PV_10 | 0.1
10 | SRC_11 | PV_11 | 0.1
11 | SRC_12 | PV_12 | 0.1
12 | SRC_13 | PV_13 | 0.1
13 | SRC_14 | PV_14 | 0.1
14 | SRC_15 | PV_15 | 0.1
15 | SRC_16 | PV_16 | 0.1
16 | SRC_17 | PV_17 | 0.1
17 | SRC_18 | PV_18 | 0.1
18 | SRC_19 | PV_19 | 0.1
19 | SRC_20 | PV_20 | 0.1
20 | SRC_21 | PV_21 | 0.1
21 | SRC_22 | PV_22 | 0.1
22 | SRC_23 | PV_23 | 0.1
23 | SRC_24 | PV_24 | 0.1
24 | SRC_25 | PV_25 | 0.1
25 | SRC_26 | PV_26 | 0.1
26 | SRC_27 | PV_27 | 0.1
27 | SRC_28 | PV_28 | 0.1
28 | SRC_29 | PV_29 | 0.1
29 | SRC_30 | PV_30 | 0.1
30 | SRC_31 | PV_31 | 0.1
31 | SRC_32 | PV_32 | 0.1
32 | SRC_33 | PV_33 | 0.1
33 | SRC_34 | PV_34 | 0.1
34 | SRC_35 | PV_35 | 0.1
35 | SRC_36 | PV_36 | 0.1
36 | SRC_37 | PV_37 | 0.1
37 | SRC_38 | PV_38 | 0.1
38 | SRC_39 | PV_39 | 0.1
39 | SRC_40 | PV_40 | 0.1
40 | SRC_41 | PV_41 | 0.1
41 | SRC_42 | PV_42 | 0.1
42 | SRC_43 | PV_43 | 0.1
43 | SRC_44 | PV_44 | 0.1
44 | SRC_45 | PV_45 | 0.1
45 | SRC_46 | PV_46 | 0.1
46 | SRC_47 | PV_47 | 0.1
47 | SRC_48 | Slack_48 | 0.1

## NSR
uid | idx | u | name | demand | zone
0 | NSR1 | 1 | NSR1 | 0.03 | ZONE_1
1 | NSR2 | 1 | NSR2 | 0.03 | ZONE_2

## NSRCost
uid | idx | gen | cnsr
0 | NSRC_1 | PV_1 | 0.1
1 | NSRC_2 | PV_2 | 0.1
2 | NSRC_3 | PV_3 | 0.1
3 | NSRC_4 | PV_4 | 0.1
4 | NSRC_5 | PV_5 | 0.1
5 | NSRC_6 | PV_6 | 0.1
6 | NSRC_7 | PV_7 | 0.1
7 | NSRC_8 | PV_8 | 0.1
8 | NSRC_9 | PV_9 | 0.1
9 | NSRC_10 | PV_10 | 0.1
10 | NSRC_11 | PV_11 | 0.1
11 | NSRC_12 | PV_12 | 0.1
12 | NSRC_13 | PV_13 | 0.1
13 | NSRC_14 | PV_14 | 0.1
14 | NSRC_15 | PV_15 | 0.1
15 | NSRC_16 | PV_16 | 0.1
16 | NSRC_17 | PV_17 | 0.1
17 | NSRC_18 | PV_18 | 0.1
18 | NSRC_19 | PV_19 | 0.1
19 | NSRC_20 | PV_20 | 0.1
20 | NSRC_21 | PV_21 | 0.1
21 | NSRC_22 | PV_22 | 0.1
22 | NSRC_23 | PV_23 | 0.1
23 | NSRC_24 | PV_24 | 0.1
24 | NSRC_25 | PV_25 | 0.1
25 | NSRC_26 | PV_26 | 0.1
26 | NSRC_27 | PV_27 | 0.1
27 | NSRC_28 | PV_28 | 0.1
28 | NSRC_29 | PV_29 | 0.1
29 | NSRC_30 | PV_30 | 0.1
30 | NSRC_31 | PV_31 | 0.1
31 | NSRC_32 | PV_32 | 0.1
32 | NSRC_33 | PV_33 | 0.1
33 | NSRC_34 | PV_34 | 0.1
34 | NSRC_35 | PV_35 | 0.1
35 | NSRC_36 | PV_36 | 0.1
36 | NSRC_37 | PV_37 | 0.1
37 | NSRC_38 | PV_38 | 0.1
38 | NSRC_39 | PV_39 | 0.1
39 | NSRC_40 | PV_40 | 0.1
40 | NSRC_41 | PV_41 | 0.1
41 | NSRC_42 | PV_42 | 0.1
42 | NSRC_43 | PV_43 | 0.1
43 | NSRC_44 | PV_44 | 0.1
44 | NSRC_45 | PV_45 | 0.1
45 | NSRC_46 | PV_46 | 0.1
46 | NSRC_47 | PV_47 | 0.1
47 | NSRC_48 | Slack_48 | 0.1